## Item
ITEM | Item | 27
No. | Description | Search Description | Base Unit of Measure | Unit Cost | VAT Bus. Posting Gr. (Price) | Gen. Prod. Posting Group | VAT Prod. Posting Group | Item Category Code | Tax Prod. Posting Group | Item Code
ITM0000005 | 0.4 kV termination kit for (indoor) for 4c XPLE (Cu) 95 mm2 | 0.4 KV TERMINATION KIT FOR (INDOOR) FOR 4C XPLE (CU) 95 MM2 | NUMBER | 0 |  | OFFICE EQUIPMENT |  |  |  | 0515030058
ITM0000006 | 0.4KV MCCB (3 phase) 200A | 0.4KV MCCB (3 PHASE) 200A | NUMBER | 0 | [5 empty] | 2301010002
ITM0000007 | 0.4KV MCCB (3 phase) 400A | 0.4KV MCCB (3 PHASE) 400A | NUMBER | 0 | [5 empty] | 2301010003
ITM0000008 | 0.4KV termination kit (outdoor) for 4c XPLE (Cu) 95mm2 | 0.4KV TERMINATION KIT (OUTDOOR) FOR 4C XPLE (CU) 95MM2 | NUMBER | 0 | [5 empty] | 0515050059
ITM0000009 | 1 X 150 sq. mm PVC Cu. Conductor | 1 X 150 SQ. MM PVC CU. CONDUCTOR | MTR. | 0 | [5 empty] | 0507150005
ITM0000010 | 1 x 6 sq.mm XLPE Concentric Copper Cable | 1 X 6 SQ.MM XLPE CONCENTRIC COPPER CABLE | KILOMETER | 0 | [5 empty] | 0507010012
ITM0000011 | 10.5 kV. Lightning Arrester for Capacitor Bank | 10.5 KV. LIGHTNING ARRESTER FOR CAPACITOR BANK | NUMBER | 0 |  | OFFICE EQUIPMENT |  |  |  | 2305090002
ITM0000012 | 100 kVA Diesel Generator with 4 Wheel Trailer | 100 KVA DIESEL GENERATOR WITH 4 WHEEL TRAILER | NUMBER | 0 |  |  |  | GENERATOR-POWER STAT |  | 1940990001
ITM0000013 | 100mm2 Solid Cu. Conductor | 100MM2 SOLID CU. CONDUCTOR | MTR. | 0 | [5 empty] | 0505010001
ITM0000014 | 11 KV 3 Core XLPE (Cu) Cable 185 sq. mm | 11 KV 3 CORE XLPE (CU) CABLE 185 SQ. MM | KILOMETER | 0 | [5 empty] | 0507130023
ITM0000015 | 11 KV 3c x185mm2 XLPE (cu) Cable | 11 KV 3C X185MM2 XLPE (CU) CABLE | KILOMETER | 0 |  |  |  | ELECTRICAL CABLES |  | 0507130024
ITM0000016 | 11 kV 3c x 300mm2 XPLE (Cu) Cable | 11 KV 3C X 300MM2 XPLE (CU) CABLE | KILOMETER | 0 |  |  |  | ELECTRICAL CABLES |  | 0507130025
ITM0000017 | 11 KV 300/5 AMPS METERING CT(Indoor) | 11 KV 300/5 AMPS METERING CT(INDOOR) | NUMBER | 0 | [5 empty] | 1103070023
ITM0000018 | 11 KV Aerial bundle cable 3cx35 mm2 XLPE(Al) | 11 KV AERIAL BUNDLE CABLE 3CX35 MM2 XLPE(AL) | MTR. | 0 | [5 empty] | 0507110004
ITM0000019 | 11 KV Auto-switch complete with Current Operated controller & all acc(3x200) | 11 KV AUTO-SWITCH COMPLETE WITH CURRENT OPERATED CONTROLLER & ALL ACC(3X200) | SET | 0 | [5 empty] | 0513050006
ITM0000020 | 11 KV Breaker(800A),Type VD4.12.12.25C.Bus spout bushing | 11 KV BREAKER(800A),TYPE VD4.12.12.25C.BUS SPOUT BUSHING | NUMBER | 0 | [5 empty] | 4401020068
ITM0000021 | 11 KV Breaker(800A),Type VD4.12.12.25C.Cable spout bushing | 11 KV BREAKER(800A),TYPE VD4.12.12.25C.CABLE SPOUT BUSHING | NUMBER | 0 | [5 empty] | 4401020067
ITM0000022 | 11 KV Breaker(800A),Type VD4.12.12.25C.Complete Pole | 11 KV BREAKER(800A),TYPE VD4.12.12.25C.COMPLETE POLE | SET | 0 | [5 empty] | 4401020066
ITM0000023 | 11 KV Breaker(800A),Type VD4.12.12.25C.Complete VD4 CB Module(without cubicle CT,Pole etc) | 11 KV BREAKER(800A),TYPE VD4.12.12.25C.COMPLETE VD4 CB MODULE(WITHOUT CUBICLE CT,POLE ETC) | SET | 0 | [5 empty] | 4401020065
ITM0000024 | 11 KV Cast Resin Current Transformer.Incomer VD4,12.20.25C CB.3CTR:900-1800/1-1-1A.03CoreSTR:25KA/3S | 11 KV CAST RESIN CURRENT TRANSFORMER.INCOMER VD4,12.20.25C CB.3CTR:900-1800/1-1-1A.03CORESTR:25KA/3S | SET | 0 | [5 empty] | 4401020064
ITM0000025 | 11 KV Gang Isolator Without Earth Blade | 11 KV GANG ISOLATOR WITHOUT EARTH BLADE | SET | 0 | [5 empty] | 2301150006
ITM0000026 | 11 KV Gang Operated Isolator (Horizointal) | 11 KV GANG OPERATED ISOLATOR (HORIZOINTAL) | NUMBER | 0 | [5 empty] | 2301150007
ITM0000027 | 11 KV Gang Operated Isolator(Vertical Type) | 11 KV GANG OPERATED ISOLATOR(VERTICAL TYPE) | NUMBER | 0 | [5 empty] | 2301150005
ITM0000028 | 11 KV Hot Stick | 11 KV HOT STICK | NUMBER | 0 | [5 empty] | 0705990014
ITM0000029 | 11 KV Incomer Breaker Without Cubicle 2000A (Areva T&D, India) | 11 KV INCOMER BREAKER WITHOUT CUBICLE 2000A (AREVA T&D, INDIA) | SET | 0 |  |  |  | 11 KV-BREAKERS |  | 4401020086
ITM0000030 | 11 KV Incomer Breaker Without Cubicle 2000A (Schneider Electric, India) | 11 KV INCOMER BREAKER WITHOUT CUBICLE 2000A (SCHNEIDER ELECTRIC, INDIA) | SET | 0 |  |  |  | 11 KV-BREAKERS |  | 4401020087
ITM0000031 | 11 KV Indoor Metering Unit with 150/5 Amps CT | 11 KV INDOOR METERING UNIT WITH 150/5 AMPS CT | SET | 0 |  |  |  | ENERGY METERS |  | 2109030015
ITM0000032 | 11 KV Indoor Metering Unit,400/5 Amps | 11 KV INDOOR METERING UNIT,400/5 AMPS | SET | 0 | [5 empty] | 2109030017
ITM0000033 | 11 KV Lightning Arrester(LA) (1 set = 3 nos) | 11 KV LIGHTNING ARRESTER(LA) (1 SET = 3 NOS) | SET | 0 | [5 empty] | 2305090007
ITM0000034 | 11 KV Meter VCB Type VMX 400 A | 11 KV METER VCB TYPE VMX 400 A | NUMBER | 0 | [5 empty] | 2109030018
ITM0000035 | 11 KV Outgoing Feeder Breaker Without Cubicle 800A (Areva T&D, India) | 11 KV OUTGOING FEEDER BREAKER WITHOUT CUBICLE 800A (AREVA T&D, INDIA) | SET | 0 |  |  |  | 11 KV-BREAKERS |  | 4401020088
ITM0000036 | 11 KV Outgoing Feeder Breaker Without Cubicle 800A (Schneider Electric, India) | 11 KV OUTGOING FEEDER BREAKER WITHOUT CUBICLE 800A (SCHNEIDER ELECTRIC, INDIA) | SET | 0 |  |  |  | 11 KV-BREAKERS |  | 4401020089
ITM0000037 | 11 KV Pin Insulator with pin | 11 KV PIN INSULATOR WITH PIN | NUMBER | 0 |  |  |  | ELECTRICAL INSULATIO |  | 0511050006
ITM0000038 | 11 KV Straight through joint for 3 core XPLE (Cu) 185 mm2 | 11 KV STRAIGHT THROUGH JOINT FOR 3 CORE XPLE (CU) 185 MM2 | SET | 0 |  |  |  | CABLE KITS AND ACCES |  | 0515010016
ITM0000039 | 11 KV Straight type cross arm (without Brace & Clamp) | 11 KV STRAIGHT TYPE CROSS ARM (WITHOUT BRACE & CLAMP) | NUMBER | 0 | [5 empty] | 0503030009
ITM0000040 | 11 KV Straight type cross arm with Hot dip galvanized | 11 KV STRAIGHT TYPE CROSS ARM WITH HOT DIP GALVANIZED | SET | 0 | [5 empty] | 0503030003
ITM0000041 | 11 KV Termination Kit 3 × 35 mm2 XLPE Copper (Indoor) | 11 KV TERMINATION KIT 3 × 35 MM2 XLPE COPPER (INDOOR) | NUMBER | 0 | [5 empty] | 0515030048
ITM0000042 | 11 KV Termination Kit 3x185mm2 XLPE Cu. (Indoor) | 11 KV TERMINATION KIT 3X185MM2 XLPE CU. (INDOOR) | NUMBER | 0 | [5 empty] | 0515030044
ITM0000043 | 11 KV Voltage Detector with hot line pole | 11 KV VOLTAGE DETECTOR WITH HOT LINE POLE | SET | 0 |  |  |  | ELECTRICAL INSTRUMEN |  | 2101010041
ITM0000044 | 11 KV XLPE 3X95 mm2 Under Ground Cable(Cu) | 11 KV XLPE 3X95 MM2 UNDER GROUND CABLE(CU) | KILOMETER | 0 | [5 empty] | 0507130022
ITM0000045 | 11 KV. Auxiliary Trans. for Capacitor Bank | 11 KV. AUXILIARY TRANS. FOR CAPACITOR BANK | SET | 0 | [5 empty] | 0513050003
ITM0000046 | 11 KV.DOF with 50Amps for Capacitor Bank | 11 KV.DOF WITH 50AMPS FOR CAPACITOR BANK | NUMBER | 0 | [5 empty] | 0513050010
ITM0000047 | 11 kV Vcb - 1250 A Incoming Breaker | 11 KV VCB - 1250 A INCOMING BREAKER | NUMBER | 0 | [5 empty] | 4401020028
ITM0000048 | 11 kV 1C X 500 RM Power Cable (Cu) | 11 KV 1C X 500 RM POWER CABLE (CU) | KILOMETER | 0 | [5 empty] | 0507130044
ITM0000049 | 11 kV 3 X 100 kVAR Capacitor Bank ( with mounting accessories ) | 11 KV 3 X 100 KVAR CAPACITOR BANK ( WITH MOUNTING ACCESSORIES ) | SET | 0 |  |  |  | POWER RESISTORS, IND |  | 0513050011
ITM0000050 | 11 kV 3c x 50mm2 +1c x 50mm2 Aerial Bundle Cable | 11 KV 3C X 50MM2 +1C X 50MM2 AERIAL BUNDLE CABLE | KILOMETER | 0 |  |  |  | ELECTRICAL CABLES |  | 0507110005
ITM0000051 | 11 kV Auto Reclosing Circuit Breaker 630 A | 11 KV AUTO RECLOSING CIRCUIT BREAKER 630 A | NUMBER | 0 | [5 empty] | 4401020031
ITM0000052 | 11 kV Bus Section Switchgear 2000 A, 31.5 kA, including Two Bus PT. CT Ratio: 2000-1500/1-1-1A | 11 KV BUS SECTION SWITCHGEAR 2000 A, 31.5 KA, INCLUDING TWO BUS PT. CT RATIO: 2000-1500/1-1-1A | SET | 0 | [5 empty] | 4401020059
ITM0000053 | 11 kV Busbar Spout Bushing 400 A | 11 KV BUSBAR SPOUT BUSHING 400 A | NUMBER | 0 | [5 empty] | 4401020045
ITM0000054 | 11 kV Busbar Spout Bushing 800 A | 11 KV BUSBAR SPOUT BUSHING 800 A | NUMBER | 0 | [5 empty] | 4401020044
ITM0000055 | 11 kV Cable Spout Bushing 400 A | 11 KV CABLE SPOUT BUSHING 400 A | NUMBER | 0 | [5 empty] | 7003990003
ITM0000056 | 11 kV Cable Spout Bushing 800 A | 11 KV CABLE SPOUT BUSHING 800 A | NUMBER | 0 | [5 empty] | 7003990002
ITM0000057 | 11 kV Cable Spout Bushing VCB Type VMX,1250 A | 11 KV CABLE SPOUT BUSHING VCB TYPE VMX,1250 A | NUMBER | 0 | [5 empty] | 7003990001
ITM0000058 | 11 kV Closing Coil 1250 A | 11 KV CLOSING COIL 1250 A | NUMBER | 0 | [5 empty] | 4401990015
ITM0000059 | 11 kV Closing Coil 400 A | 11 KV CLOSING COIL 400 A | NUMBER | 0 | [5 empty] | 4401990017
ITM0000060 | 11 kV Closing Coil 800 A | 11 KV CLOSING COIL 800 A | NUMBER | 0 | [5 empty] | 4401990016
ITM0000061 | 11 kV Cross arm Diverter | 11 KV CROSS ARM DIVERTER | NUMBER | 0 | [5 empty] | 0503030010
ITM0000062 | 11 kV Cross arm Terminal | 11 KV CROSS ARM TERMINAL | NUMBER | 0 | [5 empty] | 0503030011
ITM0000063 | 11 kV Disc Insulator ( Without Fittings) | 11 KV DISC INSULATOR ( WITHOUT FITTINGS) | NUMBER | 0 |  |  |  | ELECTRICAL INSULATIO |  | 0511050017
ITM0000064 | 11 kV Disc Insulator with Fittings (Complete Set). | 11 KV DISC INSULATOR WITH FITTINGS (COMPLETE SET). | SET | 0 |  |  |  | POWER LINES AND COND |  | 0511050004
ITM0000065 | 11 kV Drop out fusemount | 11 KV DROP OUT FUSEMOUNT | NUMBER | 0 | [5 empty] | 2305030002
ITM0000066 | 11 kV Feeder Switchgear 630 A, 31.5 kA, CT Ratio: 600-300/1-1A | 11 KV FEEDER SWITCHGEAR 630 A, 31.5 KA, CT RATIO: 600-300/1-1A | SET | 0 | [5 empty] | 4401020060
ITM0000067 | 11 kV Fuse Link (20 AMPS) | 11 KV FUSE LINK (20 AMPS) | NUMBER | 0 | [5 empty] | 2305070008
ITM0000068 | 11 kV Fuse element 50A | 11 KV FUSE ELEMENT 50A | NUMBER | 0 | [5 empty] | 2305110009
ITM0000069 | 11 kV Incomer Switchgear 2000 A, 31.5 kA, including line PT. CT Ratio: 2000-1500/1-1-1A | 11 KV INCOMER SWITCHGEAR 2000 A, 31.5 KA, INCLUDING LINE PT. CT RATIO: 2000-1500/1-1-1A | SET | 0 | [5 empty] | 4401020058
ITM0000070 | 11 kV Indoor Breaker,Type:VD4 12.20.25C Bus spout bushing | 11 KV INDOOR BREAKER,TYPE:VD4 12.20.25C BUS SPOUT BUSHING | NUMBER | 0 | [5 empty] | 4401020063
ITM0000071 | 11 kV Indoor Breaker,Type:VD4 12.20.25C Cable spout bushing | 11 KV INDOOR BREAKER,TYPE:VD4 12.20.25C CABLE SPOUT BUSHING | NUMBER | 0 | [5 empty] | 4401020062
ITM0000072 | 11 kV Indoor Breaker,Type:VD412.20.25C Complete VD4 CB Module(without cubicle,CT,Pole etc) | 11 KV INDOOR BREAKER,TYPE:VD412.20.25C COMPLETE VD4 CB MODULE(WITHOUT CUBICLE,CT,POLE ETC) | SET | 0 | [5 empty] | 4401020061
ITM0000073 | 11 kV Indoor Metering Unit 15/5 Amps | 11 KV INDOOR METERING UNIT 15/5 AMPS | SET | 0 | [5 empty] | 2109030007
ITM0000074 | 11 kV Indoor Metering Unit with 100/5 Amps CT | 11 KV INDOOR METERING UNIT WITH 100/5 AMPS CT | SET | 0 |  |  |  | ENERGY METERS |  | 2109030013
ITM0000075 | 11 kV Indoor Metering Unit with 15/5 Amps CT | 11 KV INDOOR METERING UNIT WITH 15/5 AMPS CT | SET | 0 |  |  |  | ENERGY METERS |  | 2109030008
ITM0000076 | 11 kV Indoor Metering Unit with 30/5 Amps CT | 11 KV INDOOR METERING UNIT WITH 30/5 AMPS CT | SET | 0 |  |  |  | ENERGY METERS |  | 2109030010
ITM0000077 | 11 kV Indoor Metering Unit with 400/5 Amps CT | 11 KV INDOOR METERING UNIT WITH 400/5 AMPS CT | SET | 0 |  |  |  | ENERGY METERS |  | 2109030029
ITM0000078 | 11 kV Indoor Metering Unit with 60/5 Amps CT | 11 KV INDOOR METERING UNIT WITH 60/5 AMPS CT | SET | 0 |  |  |  | ENERGY METERS |  | 2109030012
ITM0000079 | 11 kV Metering Unit 15/5 Amps CT with AMR/RMR facitily | 11 KV METERING UNIT 15/5 AMPS CT WITH AMR/RMR FACITILY | SET | 0 |  |  |  | ENERGY METERS |  | 2109030033
ITM0000080 | 11 kV Metering Unit 30/5 Amps CT with AMR/RMR facitily | 11 KV METERING UNIT 30/5 AMPS CT WITH AMR/RMR FACITILY | SET | 0 |  |  |  | ENERGY METERS |  | 2109030031
ITM0000081 | 11 kV Metering Unit 60/5 Amps CT with AMR/RMR facitily | 11 KV METERING UNIT 60/5 AMPS CT WITH AMR/RMR FACITILY | SET | 0 |  |  |  | ENERGY METERS |  | 2109030032
ITM0000082 | 11 kV Metering Unit with 30/5A CTR & Modem with RMR/AMR facitily | 11 KV METERING UNIT WITH 30/5A CTR & MODEM WITH RMR/AMR FACITILY | SET | 0 | [5 empty] | 2109030022
ITM0000083 | 11 kV Metering Unit with 300/5A CTR & Modem with RMR/AMR facitily | 11 KV METERING UNIT WITH 300/5A CTR & MODEM WITH RMR/AMR FACITILY | SET | 0 | [5 empty] | 2109030025
ITM0000084 | 11 kV Outdoor Metering Unit, 30/5 Amps | 11 KV OUTDOOR METERING UNIT, 30/5 AMPS | SET | 0 |  |  |  | ENERGY METERS |  | 2109030002
ITM0000085 | 11 kV Outdoor Metering Unit, 60/5 Amps | 11 KV OUTDOOR METERING UNIT, 60/5 AMPS | SET | 0 | [5 empty] | 2109030003
ITM0000086 | 11 kV Outdoor Metering Unit,150/5 Amps | 11 KV OUTDOOR METERING UNIT,150/5 AMPS | SET | 0 | [5 empty] | 2109030004
ITM0000087 | 11 kV Outdoor Metering Unit,300/5 Amps | 11 KV OUTDOOR METERING UNIT,300/5 AMPS | SET | 0 | [5 empty] | 2109030005
ITM0000088 | 11 kV Outdoor metering unit 15/5 Amps | 11 KV OUTDOOR METERING UNIT 15/5 AMPS | SET | 0 | [5 empty] | 2109030001
ITM0000089 | 11 kV Panel Heater 1324A1983 | 11 KV PANEL HEATER 1324A1983 | NUMBER | 0 | [5 empty] | 2303990020
ITM0000090 | 11 kV Pin Insulator Without Pin | 11 KV PIN INSULATOR WITHOUT PIN | NUMBER | 0 |  |  |  | ELECTRICAL INSULATIO |  | 0511050021
ITM0000091 | 11 kV Post Insulator | 11 KV POST INSULATOR | NUMBER | 0 | [5 empty] | 0511090002
ITM0000092 | 11 kV Spring Charging Motor 400 A | 11 KV SPRING CHARGING MOTOR 400 A | NUMBER | 0 | [5 empty] | 4401990028
ITM0000093 | 11 kV Switchgear 1250 Amps (GEC-Alstom-07 Nos., S&S - 01 no, Andrewyule-1 no.) | 11 KV SWITCHGEAR 1250 AMPS (GEC-ALSTOM-07 NOS., S&S - 01 NO, ANDREWYULE-1 NO.) | SET | 0 | [5 empty] | 4401020042
ITM0000094 | 11 kV Termination Kit 185mm2 3c Core Copper (Indoor) | 11 KV TERMINATION KIT 185MM2 3C CORE COPPER (INDOOR) | SET | 0 | [5 empty] | 0515030051
ITM0000095 | 11 kV Termination Kit 1x300mm2 XLPE Cu. (Outdoor) | 11 KV TERMINATION KIT 1X300MM2 XLPE CU. (OUTDOOR) | NUMBER | 0 | [5 empty] | 0515050042
ITM0000096 | 11 kV Termination Kit 3 x 300 mm2 XLPE Aluminum (Outdoor) | 11 KV TERMINATION KIT 3 X 300 MM2 XLPE ALUMINUM (OUTDOOR) | SET | 0 | [5 empty] | 0515050065
ITM0000097 | 11 kV Termination Kit 3 x 300 mm2 XLPE Cu. Cable (Indoor) | 11 KV TERMINATION KIT 3 X 300 MM2 XLPE CU. CABLE (INDOOR) | SET | 0 |  |  |  | CABLE KITS AND ACCES |  | 0515030062
ITM0000098 | 11 kV Termination Kit 3x185 mm2 XLPE (Al.) Indoor | 11 KV TERMINATION KIT 3X185 MM2 XLPE (AL.) INDOOR | NUMBER | 0 | [5 empty] | 0515030047
ITM0000099 | 11 kV Termination Kit 3x185mm2 XLPE Cu. (Outdoor) | 11 KV TERMINATION KIT 3X185MM2 XLPE CU. (OUTDOOR) | NUMBER | 0 | [5 empty] | 0515050041
ITM0000100 | 11 kV Termination Kit 3x35mm2 XLPE Cu.(Outdoor) | 11 KV TERMINATION KIT 3X35MM2 XLPE CU.(OUTDOOR) | SET | 0 |  |  |  | CABLE KITS AND ACCES |  | 0515050038
ITM0000101 | 11 kV Trip Coil 1250 A | 11 KV TRIP COIL 1250 A | NUMBER | 0 | [5 empty] | 4401990022
ITM0000102 | 11 kV Trip Coil 400 A | 11 KV TRIP COIL 400 A | NUMBER | 0 | [5 empty] | 4401990024
ITM0000103 | 11 kV Trip Coil 800 A | 11 KV TRIP COIL 800 A | NUMBER | 0 | [5 empty] | 4401990023
ITM0000104 | 11 kV VCB 630A outgoing breaker | 11 KV VCB 630A OUTGOING BREAKER | NUMBER | 0 | [5 empty] | 4401020007
ITM0000105 | 11 kV VCB type VMX 800Amps | 11 KV VCB TYPE VMX 800AMPS | NUMBER | 0 | [5 empty] | 4401020005
ITM0000106 | 11 kV VT panel type | 11 KV VT PANEL TYPE | NUMBER | 0 | [5 empty] | 4401020025
ITM0000107 | 11 kV Vaccum Interrupter VCB Type VMX, 800A | 11 KV VACCUM INTERRUPTER VCB TYPE VMX, 800A | NUMBER | 0 | [5 empty] | 4401020050
ITM0000108 | 11 kV Vaccum Interuppter VCB Type VMX,1250A | 11 KV VACCUM INTERUPPTER VCB TYPE VMX,1250A | NUMBER | 0 | [5 empty] | 4401020049
ITM0000109 | 11 kV Vcb - 800 A Incoming Breaker | 11 KV VCB - 800 A INCOMING BREAKER | NUMBER | 0 | [5 empty] | 4401020027
ITM0000110 | 11 kV Vcb-1250 A Bus Section Breaker | 11 KV VCB-1250 A BUS SECTION BREAKER | NUMBER | 0 | [5 empty] | 4401020008
ITM0000111 | 11 kV busbar spout bushing 1250 A | 11 KV BUSBAR SPOUT BUSHING 1250 A | NUMBER | 0 | [5 empty] | 4401020043
ITM0000112 | 11 kV capacitor bank 100 KVAR | 11 KV CAPACITOR BANK 100 KVAR | NUMBER | 0 |  |  |  | POWER RESISTORS, IND |  | 0513050002
ITM0000113 | 11 kV earth register panel | 11 KV EARTH REGISTER PANEL | NUMBER | 0 | [5 empty] | 4401020024
ITM0000114 | 11 kV fixed type capacitor bank 100KVAR | 11 KV FIXED TYPE CAPACITOR BANK 100KVAR | SET | 0 | [5 empty] | 0513050009
ITM0000115 | 11 kV lighting arrester for capacitor bank | 11 KV LIGHTING ARRESTER FOR CAPACITOR BANK | SET | 0 | [5 empty] | 2305090001
ITM0000116 | 11 kV, XLPE 3x120 sq.mm Al+1x70 sq.mm Galvanized wire Aerial Bundled Cables (ABC) | 11 KV, XLPE 3X120 SQ.MM AL+1X70 SQ.MM GALVANIZED WIRE AERIAL BUNDLED CABLES (ABC) | MTR. | 0 | [5 empty] | 0507110003
ITM0000117 | 11 kV Lightning Arrester | 11 KV LIGHTNING ARRESTER | NUMBER | 0 | [5 empty] | 2305090006
ITM0000118 | 11 kv Bus Liasion | 11 KV BUS LIASION | NUMBER | 0 | [5 empty] | 4401990003
ITM0000119 | 11 kv Straight through joint for 3x185 XPLE (AL) | 11 KV STRAIGHT THROUGH JOINT FOR 3X185 XPLE (AL) | SET | 0 |  |  |  | CABLE KITS AND ACCES |  | 0515010066
ITM0000120 | 11/0.24 KV 25 KVA Dist.Transformer | 11/0.24 KV 25 KVA DIST.TRANSFORMER | SET | 0 | [5 empty] | 1103150020
ITM0000121 | 11/0.4 KV Distribution Transformer 100 KVA | 11/0.4 KV DISTRIBUTION TRANSFORMER 100 KVA | NUMBER | 0 | [5 empty] | 1103150004
ITM0000122 | 11/0.4 kV Distribution Transformer 200 kVA | 11/0.4 KV DISTRIBUTION TRANSFORMER 200 KVA | NUMBER | 0 |  |  |  | TRANSFORMERS , REGUL |  | 1103150006
ITM0000123 | 11/0.4 kV Distribution Transformer 250 kVA | 11/0.4 KV DISTRIBUTION TRANSFORMER 250 KVA | NUMBER | 0 |  |  |  | TRANSFORMERS , REGUL |  | 1103150010
ITM0000124 | 110 V Battery Charger Panel (DC Panel) | 110 V BATTERY CHARGER PANEL (DC PANEL) | NUMBER | 0 | [5 empty] | 3101050005
ITM0000125 | 110 Volt Battery Charger, 75A Output Current, Single float cum boost charger with DVR | 110 VOLT BATTERY CHARGER, 75A OUTPUT CURRENT, SINGLE FLOAT CUM BOOST CHARGER WITH DVR | SET | 0 |  |  |  | BATTERES AND CHARGIN |  | 3101050007
ITM0000126 | 110 Volt Ni-Cd Battery, 92 Cells, 250 Ah | 110 VOLT NI-CD BATTERY, 92 CELLS, 250 AH | SET | 0 |  |  |  | BATTERES AND CHARGIN |  | 3101050006
ITM0000127 | 110 Volt, 3-Element, 4-Wire, 3-Phase, 5 Amps Cl. 0.5 Meter | 110 VOLT, 3-ELEMENT, 4-WIRE, 3-PHASE, 5 AMPS CL. 0.5 METER | NUMBER | 0 | [5 empty] | 2109050007
ITM0000128 | 110 Volt, 3-Phase, 4 Wire, 3-Element, 1 Amps Solid State Programmable Type Cl.0.5 Meter | 110 VOLT, 3-PHASE, 4 WIRE, 3-ELEMENT, 1 AMPS SOLID STATE PROGRAMMABLE TYPE CL.0.5 METER | NUMBER | 0 | [5 empty] | 2109050008
ITM0000129 | 110V DC Closing Coil(Crompton) (33KV,1250Amps SF6) | 110V DC CLOSING COIL(CROMPTON) (33KV,1250AMPS SF6) | NUMBER | 0 | [5 empty] | 4405020048
ITM0000130 | 110V DC Trip Coil | 110V DC TRIP COIL | SET | 0 | [5 empty] | 4401990036
ITM0000131 | 110V DC Tripping Coil (Crompton) (145KV, SF6 Circuit Breaker Spares) | 110V DC TRIPPING COIL (CROMPTON) (145KV, SF6 CIRCUIT BREAKER SPARES) | NUMBER | 0 | [5 empty] | 4405020096
ITM0000132 | 110V DC Tripping Coil(Crompton) (33KV,1250Amps SF6) | 110V DC TRIPPING COIL(CROMPTON) (33KV,1250AMPS SF6) | NUMBER | 0 | [5 empty] | 4405020049
ITM0000133 | 110VDC Closing Coil | 110VDC CLOSING COIL | NUMBER | 0 | [5 empty] | 4405990015
ITM0000134 | 110VDC Trip Coil | 110VDC TRIP COIL | NUMBER | 0 | [5 empty] | 4405990013
ITM0000135 | 11KV 1C 500 mm2 XLPE Cable (Cu) | 11KV 1C 500 MM2 XLPE CABLE (CU) | MTR. | 0 | [5 empty] | 0507130017
ITM0000136 | 11KV 3 core XPLE (Cu.) Cable 70mm2 | 11KV 3 CORE XPLE (CU.) CABLE 70MM2 | MTR. | 0 | [5 empty] | 0507130021
ITM0000137 | 11KV 3x185mm² XLPE AL Cable | 11KV 3X185MM² XLPE AL CABLE | KILOMETER | 0 | [5 empty] | 0507130020
ITM0000138 | 11KV Drop Out Fuse Cut Out (DOFC) With 20 Amps Fuse Element(1 set = 3 nos) | 11KV DROP OUT FUSE CUT OUT (DOFC) WITH 20 AMPS FUSE ELEMENT(1 SET = 3 NOS) | SET | 0 |  |  |  | FUSES, FUSE DISCONNE |  | 2305070009
ITM0000139 | 11KV Drop Out Fuse Cut Out (DOFC) With 50 Amps Fuse Element(1 set = 3 nos) | 11KV DROP OUT FUSE CUT OUT (DOFC) WITH 50 AMPS FUSE ELEMENT(1 SET = 3 NOS) | SET | 0 |  |  |  | FUSES, FUSE DISCONNE |  | 2305070010
ITM0000140 | 11KV Straight through joint for 1c Cu. 185mm2 | 11KV STRAIGHT THROUGH JOINT FOR 1C CU. 185MM2 | SET | 0 | [5 empty] | 0515010014
ITM0000141 | 11KV Termination Kit 3 × 35 mm2 XLPE Copper (Outdoor) | 11KV TERMINATION KIT 3 × 35 MM2 XLPE COPPER (OUTDOOR) | NUMBER | 0 | [5 empty] | 0515050046
ITM0000142 | 11KV Termination Kit 3 × 95 mm2 XLPE Copper (Outdoor) | 11KV TERMINATION KIT 3 × 95 MM2 XLPE COPPER (OUTDOOR) | NUMBER | 0 | [5 empty] | 0515050047
ITM0000143 | 11KV Termination Kit 300mm² 3-Core Copper Cable (Outdoor) | 11KV TERMINATION KIT 300MM² 3-CORE COPPER CABLE (OUTDOOR) | SET | 0 |  |  |  | CABLE KITS AND ACCES |  | 0515050061
ITM0000144 | 11KV out rigger bracket | 11KV OUT RIGGER BRACKET | NUMBER | 0 | [5 empty] | 0503270003
ITM0000145 | 11KV outdoor termination kit for 3 core XPLE (Al.) 185mm2 | 11KV OUTDOOR TERMINATION KIT FOR 3 CORE XPLE (AL.) 185MM2 | SET | 0 |  |  |  | CABLE KITS AND ACCES |  | 0515050052
ITM0000146 | 11KV outdoor termination kit for 3 core XPLE (CU.) 185mm2 | 11KV OUTDOOR TERMINATION KIT FOR 3 CORE XPLE (CU.) 185MM2 | SET | 0 |  |  |  | CABLE KITS AND ACCES |  | 0515050048
ITM0000147 | 11KVout door termination kit for 1 core XLPE (Cu.) 185mm2 | 11KVOUT DOOR TERMINATION KIT FOR 1 CORE XLPE (CU.) 185MM2 | SET | 0 | [5 empty] | 0515050050
ITM0000148 | 12 KV Outgoing Feeder Breaker without cubicle 630A (Type : VS1(ZN63A)) | 12 KV OUTGOING FEEDER BREAKER WITHOUT CUBICLE 630A (TYPE : VS1(ZN63A)) | NUMBER | 0 |  |  |  | 132 KV-BREAKERS |  | 4402020011
ITM0000149 | 12 Meter Spc. Pole | 12 METER SPC. POLE | NUMBER | 0 |  |  |  | POLES AND TOWER |  | 0501150001
ITM0000150 | 12 kV SF6 insulated 3 (Three) Way indoor Compatible Compact & Extensible RMU. 2 Nos Incoming LBS | 12 KV SF6 INSULATED 3 (THREE) WAY INDOOR COMPATIBLE COMPACT & EXTENSIBLE RMU. 2 NOS INCOMING LBS | NUMBER | 0 | [5 empty] | 4401020036
ITM0000151 | 12 kV SF6 insulated 5 (Five) Way Outdoor Compatible Compact & Extensible Ring Main Unit. Comprising | 12 KV SF6 INSULATED 5 (FIVE) WAY OUTDOOR COMPATIBLE COMPACT & EXTENSIBLE RING MAIN UNIT. COMPRISING | NUMBER | 0 |  |  |  | 11 KV-BREAKERS |  | 4401020035
ITM0000152 | 12 kV SF6 insulated Compatible Circuit Breaker Unit (VCB) with extensible links. | 12 KV SF6 INSULATED COMPATIBLE CIRCUIT BREAKER UNIT (VCB) WITH EXTENSIBLE LINKS. | NUMBER | 0 | [5 empty] | 4401020037
ITM0000153 | 1250A Bus Bar Spout Bushing | 1250A BUS BAR SPOUT BUSHING | SET | 0 | [5 empty] | 4405020099
ITM0000154 | 1250A Cable Spout Bushing | 1250A CABLE SPOUT BUSHING | SET | 0 | [5 empty] | 4405020097
ITM0000155 | 1250A Complete Module less Field Coils assy | 1250A COMPLETE MODULE LESS FIELD COILS ASSY | NUMBER | 0 | [5 empty] | 4405990011
ITM0000156 | 1250A Fixed Contact Assembly | 1250A FIXED CONTACT ASSEMBLY | SET | 0 | [5 empty] | 4405020051
ITM0000157 | 1250A Moving Contact Poker | 1250A MOVING CONTACT POKER | SET | 0 | [5 empty] | 4405020053
ITM0000158 | 1250A-HG36 Circuit Breaker Module(Without Cubicle & Tank) | 1250A-HG36 CIRCUIT BREAKER MODULE(WITHOUT CUBICLE & TANK) | SET | 0 | [5 empty] | 4405020044
ITM0000159 | 132 KV 1 X 500mm2 XLPE Cu. Cable | 132 KV 1 X 500MM2 XLPE CU. CABLE | KILOMETER | 0 | [5 empty] | 0507130004
ITM0000160 | 132 KV 1C 800mm2 XLPE Cable (Cu) | 132 KV 1C 800MM2 XLPE CABLE (CU) | MTR. | 0 | [5 empty] | 0507130002
ITM0000161 | 132 KV CVT | 132 KV CVT | NUMBER | 0 | [5 empty] | 1103050001
ITM0000162 | 132 KV Cable OutdoorTermination Kit XLPE(Cu) 1X500 mm2 | 132 KV CABLE OUTDOORTERMINATION KIT XLPE(CU) 1X500 MM2 | SET | 0 | [5 empty] | 0515050064
ITM0000163 | 132 KV Current Transformer | 132 KV CURRENT TRANSFORMER | SET | 0 | [5 empty] | 1103070001
ITM0000164 | 132 KV Current Transformer 400/800/1200A (Type:Line) (Pinggao, China) | 132 KV CURRENT TRANSFORMER 400/800/1200A (TYPE:LINE) (PINGGAO, CHINA) | NUMBER | 0 | [5 empty] | 1103070025
ITM0000165 | 132 KV Current Transformer 400/800/1200A (Type:XFR) (Pinggao, China) | 132 KV CURRENT TRANSFORMER 400/800/1200A (TYPE:XFR) (PINGGAO, CHINA) | NUMBER | 0 | [5 empty] | 1103070026
ITM0000166 | 132 KV Current Transformer 600-300/1-1-1A | 132 KV CURRENT TRANSFORMER 600-300/1-1-1A | NUMBER | 0 | [5 empty] | 1103070002
ITM0000167 | 132 KV GIS Indoor Termination kit | 132 KV GIS INDOOR TERMINATION KIT | SET | 0 | [5 empty] | 0515030064
ITM0000168 | 132 KV PT (Type : CJ5B) | 132 KV PT (TYPE : CJ5B) | NUMBER | 0 | [5 empty] | 1103050003
ITM0000169 | 132 KV Straight through joint box/Mid Joint | 132 KV STRAIGHT THROUGH JOINT BOX/MID JOINT | SET | 0 | [5 empty] | 0515010002
ITM0000170 | 132 KV VT | 132 KV VT | NUMBER | 0 | [5 empty] | 1103050024
ITM0000171 | 132 KV single core U/G cable (Oil filled type) | 132 KV SINGLE CORE U/G CABLE (OIL FILLED TYPE) | KILOMETER | 0 | [5 empty] | 0507990003
ITM0000172 | 132 kV 120 kN Disc Insulator | 132 KV 120 KN DISC INSULATOR | NUMBER | 0 |  |  |  | ELECTRICAL INSULATIO |  | 0511050025
ITM0000173 | 132 kV 120 kN Disc Insulator Fittings | 132 KV 120 KN DISC INSULATOR FITTINGS | SET | 0 |  |  |  | ELECTRICAL INSULATIO |  | 0511050026
ITM0000174 | 132 kV 90 kN Disc Insulator | 132 KV 90 KN DISC INSULATOR | NUMBER | 0 |  |  |  | ELECTRICAL INSULATIO |  | 0511050023
ITM0000175 | 132 kV 90 kN Disc Insulator Fittings | 132 KV 90 KN DISC INSULATOR FITTINGS | SET | 0 |  |  |  | ELECTRICAL INSULATIO |  | 0511050024
ITM0000176 | 132 kV Control Panel | 132 KV CONTROL PANEL | NUMBER | 0 | [5 empty] | 7002050004
ITM0000177 | 132 kV Hot Stick with Earth Lead | 132 KV HOT STICK WITH EARTH LEAD | SET | 0 |  |  |  | TOOLS-MISCELLANEOUS |  | 0705990017
ITM0000178 | 132 kV Isolator Assemble | 132 KV ISOLATOR ASSEMBLE | NUMBER | 0 | [5 empty] | 2307990010
ITM0000179 | 132 kV Lightning Arrester | 132 KV LIGHTNING ARRESTER | NUMBER | 0 |  |  |  | FUSES, FUSE DISCONNE |  | 2305090003
ITM0000180 | 132 kV Post Insulator | 132 KV POST INSULATOR | NUMBER | 0 |  |  |  | ELECTRICAL INSULATIO |  | 0511090003
ITM0000181 | 132 kV Protection Panel | 132 KV PROTECTION PANEL | NUMBER | 0 | [5 empty] | 7002050006
ITM0000182 | 132 kV SF6 Circuit Breaker | 132 KV SF6 CIRCUIT BREAKER | NUMBER | 0 | [5 empty] | 4402020001
ITM0000183 | 132 kV Single core cable XLPE (Cu.) 500 mm2 | 132 KV SINGLE CORE CABLE XLPE (CU.) 500 MM2 | MTR. | 0 | [5 empty] | 0507130005
ITM0000184 | 132 kV Straight through Joints Kits for Oil filled Underground Cable. | 132 KV STRAIGHT THROUGH JOINTS KITS FOR OIL FILLED UNDERGROUND CABLE. | SET | 0 | [5 empty] | 0515010004
ITM0000185 | 132/33 KV (Tap Changer) Panel | 132/33 KV (TAP CHANGER) PANEL | NUMBER | 0 | [5 empty] | 7002050001
ITM0000186 | 132/33 kV Transformer Control Panel | 132/33 KV TRANSFORMER CONTROL PANEL | NUMBER | 0 | [5 empty] | 7002050003
ITM0000187 | 132/33KV, 35/50 MVA Transformer (Without Oil) | 132/33KV, 35/50 MVA TRANSFORMER (WITHOUT OIL) | NUMBER | 0 | [5 empty] | 1103010001
ITM0000188 | 132KV 3150 A Outgoing SF6 Circuit Breaker | 132KV 3150 A OUTGOING SF6 CIRCUIT BREAKER | NUMBER | 0 |  |  |  | 132 KV-BREAKERS |  | 4402020010
ITM0000189 | 15 Meter SPC Pole | 15 METER SPC POLE | NUMBER | 0 |  |  |  | POLES AND TOWER |  | 0501150002
ITM0000190 | 15 Meter SPC Pole (C-Type) | 15 METER SPC POLE (C-TYPE) | NUMBER | 0 |  |  |  | POLES AND TOWER |  | 0501150003
ITM0000191 | 15 Meter SPC Pole (D-Type) | 15 METER SPC POLE (D-TYPE) | NUMBER | 0 | [5 empty] | 0501150004
ITM0000192 | 16C x 2.5mm2 PVC Insulated & PVC Sheathed Copper Cable with Armouring | 16C X 2.5MM2 PVC INSULATED & PVC SHEATHED COPPER CABLE WITH ARMOURING | KILOMETER | 0 |  |  |  | ELECTRICAL CABLES |  | 0507010007
ITM0000193 | 17 Meter Galvanized Steel Polygonal Pole With Base Plate | 17 METER GALVANIZED STEEL POLYGONAL POLE WITH BASE PLATE | NUMBER | 0 |  |  |  | POLES AND TOWER |  | 0501130001
ITM0000194 | 2.64 GI barbed wire | 2.64 GI BARBED WIRE | MTR. | 0 | [5 empty] | 0101090003
ITM0000195 | 2000A Bus Bar Spout Bushing | 2000A BUS BAR SPOUT BUSHING | SET | 0 | [5 empty] | 4405020100
ITM0000196 | 2000A Bus Bar Spout Bushing for VMV Circuit Breaker | 2000A BUS BAR SPOUT BUSHING FOR VMV CIRCUIT BREAKER | SET | 0 | [5 empty] | 4405020107
ITM0000197 | 2000A Bus Bar Spout Bushing for VMV Retrofit Circuit Breaker | 2000A BUS BAR SPOUT BUSHING FOR VMV RETROFIT CIRCUIT BREAKER | SET | 0 | [5 empty] | 4405020103
ITM0000198 | 2000A Bushing | 2000A BUSHING | SET | 0 | [5 empty] | 4405020068
ITM0000199 | 2000A Cable Spout Bushing | 2000A CABLE SPOUT BUSHING | SET | 0 | [5 empty] | 4405020098
ITM0000200 | 2000A Cable Spout Bushing for VMV Circuit Breaker | 2000A CABLE SPOUT BUSHING FOR VMV CIRCUIT BREAKER | SET | 0 | [5 empty] | 4405020108
ITM0000201 | 2000A Cable Spout Bushing for VMV Retrofit Circuit Breaker | 2000A CABLE SPOUT BUSHING FOR VMV RETROFIT CIRCUIT BREAKER | SET | 0 | [5 empty] | 4405020104
ITM0000202 | 2000A Fixed Contact Assembly | 2000A FIXED CONTACT ASSEMBLY | SET | 0 | [5 empty] | 4405020052
ITM0000203 | 2000A Moving Contact Poker | 2000A MOVING CONTACT POKER | SET | 0 | [5 empty] | 4405020054
ITM0000204 | 2000A-HG36 Circuit Breaker Module(Without Cubicle & Tank) | 2000A-HG36 CIRCUIT BREAKER MODULE(WITHOUT CUBICLE & TANK) | SET | 0 | [5 empty] | 4405020045
ITM0000205 | 24 Core Optical Fiber Cable (Cut Pieces) | 24 CORE OPTICAL FIBER CABLE (CUT PIECES) | KILOMETER | 0 | [5 empty] | 7701990004
ITM0000206 | 25 Amps Spare fuse Element | 25 AMPS SPARE FUSE ELEMENT | NUMBER | 0 | [5 empty] | 2305110007
ITM0000207 | 250/500/1000/2500/5000 Volt Digital Insulation Tester | 250/500/1000/2500/5000 VOLT DIGITAL INSULATION TESTER | NUMBER | 0 |  |  |  | ELECTRICAL INSTRUMEN |  | 2101070008
ITM0000208 | 250kVA, 11/0.4KV Trolley Mounted Transformer | 250KVA, 11/0.4KV TROLLEY MOUNTED TRANSFORMER | NUMBER | 0 |  |  |  | TRANSFORMERS , REGUL |  | 1103990028
ITM0000209 | 28C x 2.5mm2 PVC Insulated & PVC Sheathed Copper Cable with Armouring | 28C X 2.5MM2 PVC INSULATED & PVC SHEATHED COPPER CABLE WITH ARMOURING | KILOMETER | 0 |  |  |  | ELECTRICAL CABLES |  | 0507010010
ITM0000210 | 2C x 2.5mm2 PVC Insulated & PVC Sheathed Copper Cable with Armouring | 2C X 2.5MM2 PVC INSULATED & PVC SHEATHED COPPER CABLE WITH ARMOURING | KILOMETER | 0 |  |  |  | ELECTRICAL CABLES |  | 0507010009
ITM0000211 | 3 Phase VT Fuse 25715493 | 3 PHASE VT FUSE 25715493 | NUMBER | 0 | [5 empty] | 4401990029
ITM0000212 | 3 Way bend straps | 3 WAY BEND STRAPS | NUMBER | 0 | [5 empty] | 0503170002
ITM0000213 | 3 Way clamp | 3 WAY CLAMP | PIECE | 0 | [5 empty] | 0503170001
ITM0000214 | 33 KV Pin Insulator with pin | 33 KV PIN INSULATOR WITH PIN | NUMBER | 0 | [5 empty] | 0511050010
ITM0000215 | 33 KV 1C X 500 RM Power Cable (Cu) | 33 KV 1C X 500 RM POWER CABLE (CU) | MTR. | 0 | [5 empty] | 0507990014
ITM0000216 | 33 KV 1c 400 sq. mm XLPE Cable (Cu) | 33 KV 1C 400 SQ. MM XLPE CABLE (CU) | MTR. | 0 | [5 empty] | 0507130010
ITM0000217 | 33 KV 2000A AIS Indoor Switchgear ( Incoming / Outgoing Feeder ) | 33 KV 2000A AIS INDOOR SWITCHGEAR ( INCOMING / OUTGOING FEEDER ) | SET | 0 | [5 empty] | 4405020125
ITM0000218 | 33 KV Ball end Link | 33 KV BALL END LINK | NUMBER | 0 | [5 empty] | 0509010070
ITM0000219 | 33 KV Balteau Type UKM36 Voltage Transformer | 33 KV BALTEAU TYPE UKM36 VOLTAGE TRANSFORMER | SET | 0 | [5 empty] | 1103050020
ITM0000220 | 33 KV Bushing CT Standard IEC 20/28 MVA | 33 KV BUSHING CT STANDARD IEC 20/28 MVA | NUMBER | 0 | [5 empty] | 1103170002
ITM0000221 | 33 KV Control/Protection Panal Without relays | 33 KV CONTROL/PROTECTION PANAL WITHOUT RELAYS | NUMBER | 0 | [5 empty] | 7002050007
ITM0000222 | 33 KV Disc Insulator | 33 KV DISC INSULATOR | SET | 0 |  | ELECTRICAL EQUIPMENT | 7.5 | ELECTRICAL INSULATIO |  | 0511050016
ITM0000223 | 33 KV GIS Termination Kit for 1c X 800 mm2 XLPE ( Cu ) Cable | 33 KV GIS TERMINATION KIT FOR 1C X 800 MM2 XLPE ( CU ) CABLE | NUMBER | 0 | [5 empty] | 0515030065
ITM0000224 | 33 KV GIS Terminator for 1c X 500 mm2 XLPE Under Ground Copper Cable | 33 KV GIS TERMINATOR FOR 1C X 500 MM2 XLPE UNDER GROUND COPPER CABLE | SET | 0 | [5 empty] | 0515030063
ITM0000225 | 33 KV Hot Stick with Earth Lead | 33 KV HOT STICK WITH EARTH LEAD | SET | 0 |  |  |  | TOOLS-MISCELLANEOUS |  | 0705990016
ITM0000226 | 33 KV Isolator With Earth Blade | 33 KV ISOLATOR WITH EARTH BLADE | SET | 0 | [5 empty] | 7003020001
ITM0000227 | 33 KV Isolator fixed contact | 33 KV ISOLATOR FIXED CONTACT | NUMBER | 0 | [5 empty] | 2301150024
ITM0000228 | 33 KV Isolator moving contact | 33 KV ISOLATOR MOVING CONTACT | NUMBER | 0 | [5 empty] | 2301150023
ITM0000229 | 33 KV M3 Tower Material | 33 KV M3 TOWER MATERIAL | SET | 0 | [5 empty] | 0501230001
ITM0000230 | 33 KV M6 Tower Material | 33 KV M6 TOWER MATERIAL | SET | 0 | [5 empty] | 0501250001
ITM0000231 | 33 KV M9 Tower Material | 33 KV M9 TOWER MATERIAL | SET | 0 | [5 empty] | 0501270001
ITM0000232 | 33 KV Outdoor Breaker,Type:OHB36.12.32,Complete Pole(Single Pole assembly) | 33 KV OUTDOOR BREAKER,TYPE:OHB36.12.32,COMPLETE POLE(SINGLE POLE ASSEMBLY) | SET | 0 | [5 empty] | 4405020055
ITM0000233 | 33 KV Outdoor Breaker,Type:OHB36.12.32,SF6 gas pressure monitoring switch(Alarm & Trip) | 33 KV OUTDOOR BREAKER,TYPE:OHB36.12.32,SF6 GAS PRESSURE MONITORING SWITCH(ALARM & TRIP) | SET | 0 | [5 empty] | 4405020056
ITM0000234 | 33 KV Outdoor Breaker,Type:OHB36.12.32,SF6 gas refilling kit | 33 KV OUTDOOR BREAKER,TYPE:OHB36.12.32,SF6 GAS REFILLING KIT | SET | 0 | [5 empty] | 4405020061
ITM0000235 | 33 KV Outdoor Type PT Ratio : 33000/√3/110/√3/110/√3V | 33 KV OUTDOOR TYPE PT RATIO : 33000/√3/110/√3/110/√3V | SET | 0 | [5 empty] | 1103050019
ITM0000236 | 33 KV PT Primary Fuse | 33 KV PT PRIMARY FUSE | NUMBER | 0 | [5 empty] | 1103050022
ITM0000237 | 33 KV Pin Insulator without Pin | 33 KV PIN INSULATOR WITHOUT PIN | NUMBER | 0 |  |  |  | ELECTRICAL INSULATIO |  | 0511050027
ITM0000238 | 33 KV Socket Trunk Adaptor | 33 KV SOCKET TRUNK ADAPTOR | NUMBER | 0 | [5 empty] | 0509010069
ITM0000239 | 33 KV Steel Pin | 33 KV STEEL PIN | NUMBER | 0 |  |  |  | ELECTRICAL INSULATIO |  | 0511050028
ITM0000240 | 33 KV Straight Through Joint 3X185mm2 (Al.) | 33 KV STRAIGHT THROUGH JOINT 3X185MM2 (AL.) | SET | 0 | [5 empty] | 0515010013
ITM0000241 | 33 KV Termination Kit 500mm² Single Core Copper Cable(Indoor) | 33 KV TERMINATION KIT 500MM² SINGLE CORE COPPER CABLE(INDOOR) | SET | 0 | [5 empty] | 0515030040
ITM0000242 | 33 KV VCB outgoing feeder Breaker without cubicle 1250 A (Type ZN85-40.5) | 33 KV VCB OUTGOING FEEDER BREAKER WITHOUT CUBICLE 1250 A (TYPE ZN85-40.5) | NUMBER | 0 | [5 empty] | 4405020003
ITM0000243 | 33 KV Voltage Detector with hot line pole | 33 KV VOLTAGE DETECTOR WITH HOT LINE POLE | SET | 0 |  |  |  | ELECTRICAL INSTRUMEN |  | 2101010042
ITM0000244 | 33 KV gang operated isolator 1250A | 33 KV GANG OPERATED ISOLATOR 1250A | NUMBER | 0 |  |  |  | ISOLATOR |  | 2301150001
ITM0000245 | 33 KV termination Kit 1 x 400 mm2 XLPE Cu. (Indoor) | 33 KV TERMINATION KIT 1 X 400 MM2 XLPE CU. (INDOOR) | SET | 0 |  |  |  | CABLE KITS AND ACCES |  | 0515030061
ITM0000246 | 33 KV 1c x 500mm2 XLPE Cu Cable | 33 KV 1C X 500MM2 XLPE CU CABLE | KILOMETER | 0 |  |  |  | ELECTRICAL CABLES |  | 0507130012
ITM0000247 | 33 kV Bus Section Panel | 33 KV BUS SECTION PANEL | NUMBER | 0 | [5 empty] | 7002050009
ITM0000248 | 33 kV Control & Relay Panel | 33 KV CONTROL & RELAY PANEL | NUMBER | 0 |  |  |  | LV SUBSTATION SYSTEM |  | 7002050005
ITM0000249 | 33 kV Disc Insulator with Fittings (Complete Ste). | 33 KV DISC INSULATOR WITH FITTINGS (COMPLETE STE). | SET | 0 | [5 empty] | 0511050002
ITM0000250 | 33 kV Feeder Control Panel | 33 KV FEEDER CONTROL PANEL | NUMBER | 0 | [5 empty] | 7002050008
ITM0000251 | 33 kV Gang Isolator with Earth blade | 33 KV GANG ISOLATOR WITH EARTH BLADE | SET | 0 | [5 empty] | 2301150004
ITM0000252 | 33 kV Gang Isolator without Earth blade | 33 KV GANG ISOLATOR WITHOUT EARTH BLADE | SET | 0 | [5 empty] | 2301150003
ITM0000253 | 33 kV Indoor Type SF6 Circuit Breaker | 33 KV INDOOR TYPE SF6 CIRCUIT BREAKER | NUMBER | 0 |  |  |  | 33 KV-BREAKERS |  | 4405020122
ITM0000254 | 33 kV Isolator Without Earth Blade | 33 KV ISOLATOR WITHOUT EARTH BLADE | SET | 0 | [5 empty] | 7003020002
ITM0000255 | 33 kV Lightning arrester | 33 KV LIGHTNING ARRESTER | NUMBER | 0 | [5 empty] | 2305090004
ITM0000256 | 33 kV PVC 1C 300 mm2 Cable (Cu) | 33 KV PVC 1C 300 MM2 CABLE (CU) | MTR. | 0 | [5 empty] | 0507150002
ITM0000257 | 33 kV SF6 Circuit Breaker | 33 KV SF6 CIRCUIT BREAKER | NUMBER | 0 | [5 empty] | 4405020001
ITM0000258 | 33 kV Straight through Joint 1x630 mm2 XLPE Cu. | 33 KV STRAIGHT THROUGH JOINT 1X630 MM2 XLPE CU. | SET | 0 |  |  |  | CABLE KITS AND ACCES |  | 0515010067
ITM0000259 | 33 kV Straight through Joint 1x800mm2 XLPE Cu. | 33 KV STRAIGHT THROUGH JOINT 1X800MM2 XLPE CU. | SET | 0 |  |  |  | CABLE KITS AND ACCES |  | 0515010065
ITM0000260 | 33 kV Straight through Joint 1x800mm2 XLPE Cu. | 33 KV STRAIGHT THROUGH JOINT 1X800MM2 XLPE CU. | NUMBER | 0 | [5 empty] | 0515010024
ITM0000261 | 33 kV Termination Kit 1x630 mm2 XLPE Copper (Indoor) | 33 KV TERMINATION KIT 1X630 MM2 XLPE COPPER (INDOOR) | SET | 0 |  |  |  | CABLE KITS AND ACCES |  | 0515030066
ITM0000262 | 33 kV Termination Kit 1x800 mm2 XLPE Copper (Indoor) | 33 KV TERMINATION KIT 1X800 MM2 XLPE COPPER (INDOOR) | NUMBER | 0 | [5 empty] | 0515030041
ITM0000263 | 33 kV Termination Kit 1x800mm2 XLPE Cu. (Outdoor) | 33 KV TERMINATION KIT 1X800MM2 XLPE CU. (OUTDOOR) | SET | 0 |  |  |  | CABLE KITS AND ACCES |  | 0515050045
ITM0000264 | 33 kV VCB (outdoor) | 33 KV VCB (OUTDOOR) | NUMBER | 0 | [5 empty] | 4405020006
ITM0000265 | 33 kV VT Fuse | 33 KV VT FUSE | NUMBER | 0 | [5 empty] | 2305150001
ITM0000266 | 33 kV Vacuum circuit Breaker (Without Cubicle): Type ZN12A-40.5 | 33 KV VACUUM CIRCUIT BREAKER (WITHOUT CUBICLE): TYPE ZN12A-40.5 | SET | 0 |  |  |  | 33 KV-BREAKERS |  | 4405020126
ITM0000267 | 33 kV 1c x 800mm2 XLPE Cu Cable | 33 KV 1C X 800MM2 XLPE CU CABLE | KILOMETER | 0 |  |  |  | ELECTRICAL CABLES |  | 0507130014
ITM0000268 | 33/0.4 KV Distribution Transformer 100 KVA | 33/0.4 KV DISTRIBUTION TRANSFORMER 100 KVA | NUMBER | 0 | [5 empty] | 1103150001
ITM0000269 | 33/0.4 kV distribution transformer 200 kVA | 33/0.4 KV DISTRIBUTION TRANSFORMER 200 KVA | NUMBER | 0 | [5 empty] | 1103150002
ITM0000270 | 33/11KV,20/28 MVA Power Transformer | 33/11KV,20/28 MVA POWER TRANSFORMER | NUMBER | 0 |  |  |  | TRANSFORMERS , REGUL |  | 1103010003
ITM0000271 | 33KV Current Transformer | 33KV CURRENT TRANSFORMER | SET | 0 | [5 empty] | 1103070003
ITM0000272 | 33KV PT Fuse 0.5 Amps | 33KV PT FUSE 0.5 AMPS | NUMBER | 0 | [5 empty] | 1103050018
ITM0000273 | 33KV SF6 Circuit breaker 2000A with cubicle Type:30-SFG-25A, Sl No:2244CS(Crompton) | 33KV SF6 CIRCUIT BREAKER 2000A WITH CUBICLE TYPE:30-SFG-25A, SL NO:2244CS(CROMPTON) | SET | 0 | [5 empty] | 4405020050
ITM0000274 | 33KV Straight Through Joint 1 × 500 mm2 XLPE Copper | 33KV STRAIGHT THROUGH JOINT 1 × 500 MM2 XLPE COPPER | NUMBER | 0 | [5 empty] | 0515010009
ITM0000275 | 33KV Straight Through Joint 500mm² Single Core Copper Cable . | 33KV STRAIGHT THROUGH JOINT 500MM² SINGLE CORE COPPER CABLE . | SET | 0 |  |  |  | CABLE KITS AND ACCES |  | 0515010010
ITM0000276 | 33KV Straight through joint box for 1c XPLE Cu. Cable 185mm2 | 33KV STRAIGHT THROUGH JOINT BOX FOR 1C XPLE CU. CABLE 185MM2 | SET | 0 | [5 empty] | 0515010006
ITM0000277 | 33KV Termination Kit 500mm² Single Core Copper Cable (Outdoor) | 33KV TERMINATION KIT 500MM² SINGLE CORE COPPER CABLE (OUTDOOR) | SET | 0 |  |  |  | CABLE KITS AND ACCES |  | 0515050037
ITM0000278 | 33KV XLPE Single Core Cable 1 x 800mm2 | 33KV XLPE SINGLE CORE CABLE 1 X 800MM2 | MTR. | 0 | [5 empty] | 0507130013
ITM0000279 | 33KV straight throught joint for 1 core XLPE (Cu.) 400mm2 | 33KV STRAIGHT THROUGHT JOINT FOR 1 CORE XLPE (CU.) 400MM2 | SET | 0 |  |  |  | CABLE KITS AND ACCES |  | 0515010007
ITM0000280 | 33kV Outdoor Type CT Ratio 1600-800/1-1-1A | 33KV OUTDOOR TYPE CT RATIO 1600-800/1-1-1A | SET | 0 | [5 empty] | 1103070028
ITM0000281 | 33kV Outdoor Type CT Ratio 800-600/1-1-1A | 33KV OUTDOOR TYPE CT RATIO 800-600/1-1-1A | SET | 0 | [5 empty] | 1103070027
ITM0000282 | 36 KV Current Transformer (C. T) | 36 KV CURRENT TRANSFORMER (C. T) | NUMBER | 0 | [5 empty] | 1103070004
ITM0000283 | 4 Way bend straps | 4 WAY BEND STRAPS | NUMBER | 0 | [5 empty] | 0503110015
ITM0000284 | 400 V Elect. Programmable metering unit whole current 200/5 Amps | 400 V ELECT. PROGRAMMABLE METERING UNIT WHOLE CURRENT 200/5 AMPS | NUMBER | 0 | [5 empty] | 2109050011
ITM0000285 | 400 V Prog. LT Meter (200/5) With Enclosure. | 400 V PROG. LT METER (200/5) WITH ENCLOSURE. | NUMBER | 0 | [5 empty] | 2109050002
ITM0000286 | 400 V Prog.LT Meter(400/5) With Enclosure | 400 V PROG.LT METER(400/5) WITH ENCLOSURE | NUMBER | 0 | [5 empty] | 2109050003
ITM0000287 | 400 Volt MCCB ENCLOSER (200 Amps) | 400 VOLT MCCB ENCLOSER (200 AMPS) | NUMBER | 0 | [5 empty] | 2301010005
ITM0000288 | 400 Volt, 10 (100) A Whole Current Meter with AMR/RMR facilities. | 400 VOLT, 10 (100) A WHOLE CURRENT METER WITH AMR/RMR FACILITIES. | NUMBER | 0 | [5 empty] | 2109050010
ITM0000289 | 400V AC Panel | 400V AC PANEL | NUMBER | 0 | [5 empty] | 3101990009
ITM0000290 | 48 V Battery Charger | 48 V BATTERY CHARGER | NUMBER | 0 | [5 empty] | 3101050002
ITM0000291 | 48 V Battery Fuse Box | 48 V BATTERY FUSE BOX | NUMBER | 0 | [5 empty] | 3101990007
ITM0000292 | 4C x 2.5mm2 PVC Insulated & PVC Sheathed Copper Cable with Armouring | 4C X 2.5MM2 PVC INSULATED & PVC SHEATHED COPPER CABLE WITH ARMOURING | KILOMETER | 0 |  |  |  | ELECTRICAL CABLES |  | 0507010006
ITM0000293 | 4C x 4mm2 PVC Insulated & PVC Sheathed Copper Cable with Armouring | 4C X 4MM2 PVC INSULATED & PVC SHEATHED COPPER CABLE WITH ARMOURING | KILOMETER | 0 |  |  |  | ELECTRICAL CABLES |  | 0507010005
ITM0000294 | 5 M Steel pipe (75mm dia) | 5 M STEEL PIPE (75MM DIA) | NUMBER | 0 | [5 empty] | 0501050004
ITM0000295 | 5 Spool Dead End Rack | 5 SPOOL DEAD END RACK | NUMBER | 0 | [5 empty] | 0503210004
ITM0000296 | 5 Spool Iron Dead Rack (Galvanized) 9.3 KG (Complete set) | 5 SPOOL IRON DEAD RACK (GALVANIZED) 9.3 KG (COMPLETE SET) | SET | 0 | [5 empty] | 0503210010
ITM0000297 | 5 Spool Wire Rack(LT Rack) | 5 SPOOL WIRE RACK(LT RACK) | NUMBER | 0 |  |  |  | POWER LINE METERIALS |  | 0503210002
ITM0000298 | 50 Amps Fuse Link | 50 AMPS FUSE LINK | NUMBER | 0 |  |  |  | FUSES, FUSE DISCONNE |  | 2305050002
ITM0000299 | 6" Dia PVC Pipe (150mm) | 6" DIA PVC PIPE (150MM) | MTR. | 0 | [5 empty] | 1703010006
ITM0000300 | 6.35/0.24 Transformer 15KVA | 6.35/0.24 TRANSFORMER 15KVA | NUMBER | 0 | [5 empty] | 1103150016
ITM0000301 | 630A Bus Bar Spout Bushing for VMV Circuit Breaker | 630A BUS BAR SPOUT BUSHING FOR VMV CIRCUIT BREAKER | SET | 0 | [5 empty] | 4405020105
ITM0000302 | 630A Bus Bar Spout Bushing for VMV Retrofit Circuit Breaker | 630A BUS BAR SPOUT BUSHING FOR VMV RETROFIT CIRCUIT BREAKER | SET | 0 | [5 empty] | 4405020102
ITM0000303 | 630A Cable Spout Bushing for VMV Circuit Breaker | 630A CABLE SPOUT BUSHING FOR VMV CIRCUIT BREAKER | SET | 0 | [5 empty] | 4405020106
ITM0000304 | 630A Cable Spout Bushing for VMV Retrofit Circuit Breaker | 630A CABLE SPOUT BUSHING FOR VMV RETROFIT CIRCUIT BREAKER | SET | 0 | [5 empty] | 4405020101
ITM0000305 | 7/10 Wire Stay | 7/10 WIRE STAY | MTR. | 0 | [5 empty] | 0509090021
ITM0000306 | 7/10SWG Cu. wire | 7/10SWG CU. WIRE | KILOGRAM | 0 | [5 empty] | 0509090020
ITM0000307 | 70 KV Suspension Insulator | 70 KV SUSPENSION INSULATOR | NUMBER | 0 | [5 empty] | 0511050001
ITM0000308 | 8C x 2.5mm2 PVC Insulated & PVC Sheathed Copper Cable with Armouring | 8C X 2.5MM2 PVC INSULATED & PVC SHEATHED COPPER CABLE WITH ARMOURING | KILOMETER | 0 |  |  |  | ELECTRICAL CABLES |  | 0507010008
ITM0000309 | AAC ANT(Insulated) Conductor | AAC ANT(INSULATED) CONDUCTOR | KILOMETER | 0 | [5 empty] | 0505050006
ITM0000310 | AAC GNAT ( Insulated ) | AAC GNAT ( INSULATED ) | KILOMETER | 0 |  |  |  | ELECTRICAL CABLES |  | 0507050025
ITM0000311 | AAC WASP (Insulated) | AAC WASP (INSULATED) | KILOMETER | 0 |  |  |  | ELECTRICAL CONDUCTOR |  | 0505050005
ITM0000312 | AC (Aircooler) | AC (AIRCOOLER) | NUMBER | 0 | [5 empty] | 3901990001
ITM0000313 | AC Distribution Board | AC DISTRIBUTION BOARD | NUMBER | 0 | [5 empty] | 3101990003
ITM0000314 | AC Leakage Clamp Meter (0-30mA / 0-300mA/ 0-30A / 0-300A) | AC LEAKAGE CLAMP METER (0-30MA / 0-300MA/ 0-30A / 0-300A) | NUMBER | 0 |  |  |  | ELECTRICAL INSTRUMEN |  | 2101070005
ITM0000315 | AC Leakage Clamp Meter (0-4mA / 0-40mA/ 0-100A) | AC LEAKAGE CLAMP METER (0-4MA / 0-40MA/ 0-100A) | NUMBER | 0 |  |  |  | ELECTRICAL INSTRUMEN |  | 2101070004
ITM0000316 | AC out door Switch | AC OUT DOOR SWITCH | NUMBER | 0 | [5 empty] | 0309990003
ITM0000317 | ACR forms (for officer) | ACR FORMS (FOR OFFICER) | NUMBER | 0 | [5 empty] | 3701130005
ITM0000318 | ACSR DOG | ACSR DOG | KILOMETER | 0 |  |  |  | ELECTRICAL CONDUCTOR |  | 0505070001
ITM0000319 | ACSR DOG (Insulated) | ACSR DOG (INSULATED) | KILOMETER | 0 |  |  |  | ELECTRICAL CABLES |  | 0507050024
ITM0000320 | ACSR GROSS BEAK 240 mm2 | ACSR GROSS BEAK 240 MM2 | MTR. | 0 | [5 empty] | 0505030002
ITM0000321 | ACSR Gopher | ACSR GOPHER | KILOMETER | 0 |  |  |  | ELECTRICAL CONDUCTOR |  | 0505030004
ITM0000322 | ACSR Grosbeak Compression Type Tension Clamp | ACSR GROSBEAK COMPRESSION TYPE TENSION CLAMP | NUMBER | 0 |  |  |  | ELECTRICAL , HARDWAR |  | 0509030075
ITM0000323 | ACSR MERLIN | ACSR MERLIN | KILOMETER | 0 | [5 empty] | 0505150001
ITM0000324 | ACSR MERLIN (Insulated) | ACSR MERLIN (INSULATED) | KILOMETER | 0 |  |  |  | ELECTRICAL CABLES |  | 0507050023
ITM0000325 | ACSR Rabbit | ACSR RABBIT | KILOMETER | 0 | [5 empty] | 0505110001
ITM0000326 | ACSR WOLF | ACSR WOLF | KILOMETER | 0 |  |  |  | ELECTRICAL CONDUCTOR |  | 0505030003
ITM0000327 | ARC Control Device B40960/1 | ARC CONTROL DEVICE B40960/1 | NUMBER | 0 | [5 empty] | 4405020038
ITM0000328 | AVR | AVR | NUMBER | 0 | [5 empty] | 2301150025
ITM0000329 | AVR Isolator (1 set = 3 nos.) | AVR ISOLATOR (1 SET = 3 NOS.) | SET | 0 | [5 empty] | 2301150026
ITM0000330 | Adapter for Push Button 30mm | ADAPTER FOR PUSH BUTTON 30MM | NUMBER | 0 |  |  |  | TRANSFORMERS , REGUL |  | 1103090042
ITM0000331 | Add. Heat Shrink tube for 185mm2 3c | ADD. HEAT SHRINK TUBE FOR 185MM2 3C | MTR. | 0 | [5 empty] | 0515190001
ITM0000332 | Adhesive Tape | ADHESIVE TAPE | NUMBER | 0 | [5 empty] | 4799990003
ITM0000333 | Aerial cable fixing clamp | AERIAL CABLE FIXING CLAMP | NUMBER | 0 | [5 empty] | 0515050063
ITM0000334 | Alluminium Supper Plate Bushing for 11 kV switching | ALLUMINIUM SUPPER PLATE BUSHING FOR 11 KV SWITCHING | NUMBER | 0 | [5 empty] | 2301990017
ITM0000335 | Aluminium Binding Wire 6.69mm2 | ALUMINIUM BINDING WIRE 6.69MM2 | KILOMETER | 0 |  |  |  | ELECTRICAL , HARDWAR |  | 0509010066
ITM0000336 | Ampere meter (600A) | AMPERE METER (600A) | NUMBER | 0 | [5 empty] | 6207040001
ITM0000337 | Anchor bolt | ANCHOR BOLT | NUMBER | 0 | [5 empty] | 0509090013
ITM0000338 | Anchor bolt with 2 nuts | ANCHOR BOLT WITH 2 NUTS | NUMBER | 0 | [5 empty] | 0509090014
ITM0000339 | Anchor rod, Guy | ANCHOR ROD, GUY | NUMBER | 0 | [5 empty] | 0509090005
ITM0000340 | Anchor screw | ANCHOR SCREW | NUMBER | 0 |  |  |  | ELECTRICAL , HARDWAR |  | 0509090015
ITM0000341 | Anchor shackle guy insulator | ANCHOR SHACKLE GUY INSULATOR | NUMBER | 0 | [5 empty] | 0511150001
ITM0000342 | Angles | ANGLES | NUMBER | 0 | [5 empty] | 1101030009
ITM0000343 | Anti-Static Floor | ANTI-STATIC FLOOR | NUMBER | 0 | [5 empty] | 0307990003
ITM0000344 | Aquasil | AQUASIL | NUMBER | 0 | [5 empty] | 4401990032
ITM0000345 | Arching horns | ARCHING HORNS | NUMBER | 0 | [5 empty] | 1103990003
ITM0000346 | Arcing Finger | ARCING FINGER | NUMBER | 0 | [5 empty] | 4405990025
ITM0000347 | Armour rod | ARMOUR ROD | BUNDLE | 0 | [5 empty] | 0509090016
ITM0000348 | Associates Distrbution Equipments | ASSOCIATES DISTRBUTION EQUIPMENTS | SET | 0 | [5 empty] | 3101990001
ITM0000349 | Attachment guy | ATTACHMENT GUY | NUMBER | 0 | [5 empty] | 0509090006
ITM0000350 | Automatic Oil Testing Set | AUTOMATIC OIL TESTING SET | NUMBER | 0 | [5 empty] | 2101010031
ITM0000351 | Auxiliary Panel | AUXILIARY PANEL | NUMBER | 0 | [5 empty] | 7002050002
ITM0000352 | Auxiliary Transformer 33/0.4 kV, 200 kVA | AUXILIARY TRANSFORMER 33/0.4 KV, 200 KVA | NUMBER | 0 | [5 empty] | 1103170001
ITM0000353 | Auxiliary Transformer 33/0.415 KV, 500 KVA | AUXILIARY TRANSFORMER 33/0.415 KV, 500 KVA | NUMBER | 0 | [5 empty] | 1103130001
ITM0000354 | Auxiliary contacts box | AUXILIARY CONTACTS BOX | NUMBER | 0 | [5 empty] | 4405990033
ITM0000355 | Balb 500 watt | BALB 500 WATT | NUMBER | 0 | [5 empty] | 2503990009
ITM0000356 | Base Computer Software (L/S) | BASE COMPUTER SOFTWARE (L/S) | NUMBER | 0 | [5 empty] | 2105990005
ITM0000357 | Base Plate 10-12m Pole | BASE PLATE 10-12M POLE | NUMBER | 0 | [5 empty] | 0501010001
ITM0000358 | Base plate, square anchor | BASE PLATE, SQUARE ANCHOR | NUMBER | 0 | [5 empty] | 0505090001
ITM0000359 | Battery Bank | BATTERY BANK | SET | 0 | [5 empty] | 3101030001
ITM0000360 | Battery Cable | BATTERY CABLE | COIL | 0 | [5 empty] | 3101990006
ITM0000361 | Battery Charger (Dual charger type ) | BATTERY CHARGER (DUAL CHARGER TYPE ) | NUMBER | 0 | [5 empty] | 3101050001
ITM0000362 | Battery Impedance Test Set (Battery Capacity Tester) | BATTERY IMPEDANCE TEST SET (BATTERY CAPACITY TESTER) | NUMBER | 0 |  |  |  | ELECTRICAL INSTRUMEN |  | 2101010051
ITM0000363 | Battery and Battery Charger (110V) | BATTERY AND BATTERY CHARGER (110V) | SET | 0 | [5 empty] | 3101050004
ITM0000364 | Battery and Battery Charger (48V) | BATTERY AND BATTERY CHARGER (48V) | SET | 0 | [5 empty] | 3101050003
ITM0000365 | Battery for S/S | BATTERY FOR S/S | NUMBER | 0 | [5 empty] | 3101030003
ITM0000366 | Bimetalic Connector 100/100 | BIMETALIC CONNECTOR 100/100 | NUMBER | 0 | [5 empty] | 0509030041
ITM0000367 | Bimetalic Nut & Bolt 254X16mm | BIMETALIC NUT & BOLT 254X16MM | NUMBER | 0 | [5 empty] | 4703020006
ITM0000368 | Bimetalic Nut & Bolt 260X16mm | BIMETALIC NUT & BOLT 260X16MM | NUMBER | 0 | [5 empty] | 4703020007
ITM0000369 | Bimetalic Nut & Bolt 300X16mm | BIMETALIC NUT & BOLT 300X16MM | NUMBER | 0 | [5 empty] | 4703020008
ITM0000370 | Bimetalic Nut & Bolt 75X16mm | BIMETALIC NUT & BOLT 75X16MM | NUMBER | 0 | [5 empty] | 4703020004
ITM0000371 | Bimetalic Nuts & Bolts Type M50 X 16mm | BIMETALIC NUTS & BOLTS TYPE M50 X 16MM | NUMBER | 0 | [5 empty] | 4703020003
ITM0000372 | Binding wire Al. PVC | BINDING WIRE AL. PVC | MTR. | 0 | [5 empty] | 0509010064
ITM0000373 | Blade for disconnector type RD-30 | BLADE FOR DISCONNECTOR TYPE RD-30 | NUMBER | 0 | [5 empty] | 2301150013
ITM0000374 | Blank Box | BLANK BOX | NUMBER | 0 | [5 empty] | 7002990009
ITM0000375 | Bolt & Nut M12 x 25 | BOLT & NUT M12 X 25 | NUMBER | 0 | [5 empty] | 4703020029
ITM0000376 | Bolt & Nut M16 x 25 | BOLT & NUT M16 X 25 | NUMBER | 0 | [5 empty] | 4703020028
ITM0000377 | Bottom Housing Door for VMV Circuit Breaker | BOTTOM HOUSING DOOR FOR VMV CIRCUIT BREAKER | SET | 0 | [5 empty] | 4405020113
ITM0000378 | Bottom Legs | BOTTOM LEGS | NUMBER | 0 | [5 empty] | 1103990025
ITM0000379 | Bowsaw with blade | BOWSAW WITH BLADE | NUMBER | 0 | [5 empty] | 0705990004
ITM0000380 | Box (Indoor) Kit Term for 11KV 1c 500mm2 XLPE (Cu) Cable | BOX (INDOOR) KIT TERM FOR 11KV 1C 500MM2 XLPE (CU) CABLE | SET | 0 | [5 empty] | 0515010041
ITM0000381 | Box (Indoor) Kit Term for 33KV 1c 400mm2 XLPE (Cu) Cable | BOX (INDOOR) KIT TERM FOR 33KV 1C 400MM2 XLPE (CU) CABLE | SET | 0 |  |  |  | CABLE KITS AND ACCES |  | 0515030010
ITM0000382 | Box Kit 35 mm2 3c Al. (Indoor) | BOX KIT 35 MM2 3C AL. (INDOOR) | SET | 0 | [5 empty] | 0515030053
ITM0000383 | Box Kit 35 mm2 4c Al. | BOX KIT 35 MM2 4C AL. | SET | 0 | [5 empty] | 0515030059
ITM0000384 | Box Kit 50 mm2 3c Al. (Complete) | BOX KIT 50 MM2 3C AL. (COMPLETE) | SET | 0 | [5 empty] | 0515030054
ITM0000385 | Box Kit 50 mm2 4c Al. | BOX KIT 50 MM2 4C AL. | SET | 0 | [5 empty] | 0515030060
ITM0000386 | Breaker Bay (Without Breaker) | BREAKER BAY (WITHOUT BREAKER) | NUMBER | 0 | [5 empty] | 4401020047
ITM0000387 | Breaker bushing with spout for 33 kV outgoing Breaker 1250A | BREAKER BUSHING WITH SPOUT FOR 33 KV OUTGOING BREAKER 1250A | NUMBER | 0 | [5 empty] | 4405990006
ITM0000388 | Breather with Pipe | BREATHER WITH PIPE | NUMBER | 0 | [5 empty] | 7099990004
ITM0000389 | Brush Wire | BRUSH WIRE | NUMBER | 0 | [5 empty] | 2307990011
ITM0000390 | Bulb for Indicating Lamp 400 A | BULB FOR INDICATING LAMP 400 A | NUMBER | 0 |  |  |  | LINES_CONDUCTOR |  | 0503110009
ITM0000391 | Bus Bar Spout Bushing ( 1 set = 3 phase) for 33 kV 2000A Vacuum Circuit Breaker | BUS BAR SPOUT BUSHING ( 1 SET = 3 PHASE) FOR 33 KV 2000A VACUUM CIRCUIT BREAKER | SET | 0 |  |  |  | 33 KV-BREAKERS |  | 4405020128
ITM0000392 | Bus Bar Spout Bushing - 1250 Amps(set = 3 ph) for 33 kV Switchgear | BUS BAR SPOUT BUSHING - 1250 AMPS(SET = 3 PH) FOR 33 KV SWITCHGEAR | SET | 0 |  |  |  | 33 KV-BREAKERS |  | 4405020134
ITM0000393 | Bus PT: Ratio:11000/3/110/v3/110/v3 | BUS PT: RATIO:11000/3/110/V3/110/V3 | NUMBER | 0 | [5 empty] | 1103050021
ITM0000394 | Bus Spout Bushing for Incomer Breaker (2000A) (Areva T&D, India) | BUS SPOUT BUSHING FOR INCOMER BREAKER (2000A) (AREVA T&D, INDIA) | SET | 0 |  |  |  | 11 KV-BREAKERS |  | 4401020090
ITM0000395 | Bus Spout Bushing for Incomer Breaker (2000A) (Schneider Electric, India) | BUS SPOUT BUSHING FOR INCOMER BREAKER (2000A) (SCHNEIDER ELECTRIC, INDIA) | SET | 0 |  |  |  | 11 KV-BREAKERS |  | 4401020091
ITM0000396 | Bus bar spout bushing Normal rated current 1250A(Crompton) (33KV,1250Amps SF6) | BUS BAR SPOUT BUSHING NORMAL RATED CURRENT 1250A(CROMPTON) (33KV,1250AMPS SF6) | NUMBER | 0 | [5 empty] | 4405020066
ITM0000397 | Bus bar spout bushing Normal rated current 2000A(Crompton) (33KV,2000Amps SF6) | BUS BAR SPOUT BUSHING NORMAL RATED CURRENT 2000A(CROMPTON) (33KV,2000AMPS SF6) | NUMBER | 0 | [5 empty] | 4405020067
ITM0000398 | Bushbar spout bushing | BUSHBAR SPOUT BUSHING | NUMBER | 0 |  |  |  | TRANSFORMER |  | 4405020026
ITM0000399 | Bushing Conductor C39701/1 | BUSHING CONDUCTOR C39701/1 | NUMBER | 0 | [5 empty] | 4405020036
ITM0000400 | Bushing Flexible | BUSHING FLEXIBLE | SET | 0 | [5 empty] | 4405020070
ITM0000401 | C.B Operating Handle for 11 kV Switiching | C.B OPERATING HANDLE FOR 11 KV SWITICHING | SET | 0 | [5 empty] | 2301990018
ITM0000402 | C.T 400/1, Class 0.5 B2227 | C.T 400/1, CLASS 0.5 B2227 | NUMBER | 0 | [5 empty] | 1103070016
ITM0000403 | C.T 400/1, Class 5P10 B2226 | C.T 400/1, CLASS 5P10 B2226 | NUMBER | 0 | [5 empty] | 1103070015
ITM0000404 | CB Timing Test Equipment | CB TIMING TEST EQUIPMENT | SET | 0 |  |  |  | ELECTRICAL INSTRUMEN |  | 2101010045
ITM0000405 | CFL Bulb 14 Watt | CFL BULB 14 WATT | NUMBER | 0 |  |  |  | LAMPS AND LIGHTING |  | 2503050001
ITM0000406 | CFL Bulb 23 Watt | CFL BULB 23 WATT | NUMBER | 0 | [5 empty] | 2503050002
ITM0000407 | CT 2000/1 Class 0.5 | CT 2000/1 CLASS 0.5 | NUMBER | 0 | [5 empty] | 1103070021
ITM0000408 | CT 2000/1 Class 5 P10 | CT 2000/1 CLASS 5 P10 | NUMBER | 0 | [5 empty] | 1103070022
ITM0000409 | CT Indoor 15/5 amps | CT INDOOR 15/5 AMPS | NUMBER | 0 |  |  |  | TRANSFORMERS , REGUL |  | 1103070017
ITM0000410 | CT Indoor 30/5 Amps | CT INDOOR 30/5 AMPS | NUMBER | 0 |  |  |  | TRANSFORMERS , REGUL |  | 1103070018
ITM0000411 | CT Indoor 60/5 Amps | CT INDOOR 60/5 AMPS | NUMBER | 0 |  |  |  | TRANSFORMERS , REGUL |  | 1103070019
ITM0000412 | CT Outdoor 30/5 amps | CT OUTDOOR 30/5 AMPS | NUMBER | 0 | [5 empty] | 1103070010
ITM0000413 | CT Outdoor 300/5 amps | CT OUTDOOR 300/5 AMPS | NUMBER | 0 |  |  |  | TRANSFORMER |  | 1103070013
ITM0000414 | CT Outdoor 60/5 Amps | CT OUTDOOR 60/5 AMPS | NUMBER | 0 | [5 empty] | 1103070011
ITM0000415 | CT Outdoor type 33 KV 300/5A | CT OUTDOOR TYPE 33 KV 300/5A | NUMBER | 0 | [5 empty] | 1103070005
ITM0000416 | CT with Ratio 200/5 Amps | CT WITH RATIO 200/5 AMPS | SET | 0 | [5 empty] | 1103070012
ITM0000417 | CT with Ratio 400/5 Amps (300-600/5A) 33 kV | CT WITH RATIO 400/5 AMPS (300-600/5A) 33 KV | NUMBER | 0 | [5 empty] | 1103070014
ITM0000418 | CT, PT Transformer Test Set | CT, PT TRANSFORMER TEST SET | SET | 0 |  |  |  | ELECTRICAL INSTRUMEN |  | 2101010044
ITM0000419 | Cable Assembly 6526126 | CABLE ASSEMBLY 6526126 | NUMBER | 0 | [5 empty] | 0515990003
ITM0000420 | Cable Box Kit 3c 35 mm2 for Aerial Cable | CABLE BOX KIT 3C 35 MM2 FOR AERIAL CABLE | SET | 0 | [5 empty] | 0515030057
ITM0000421 | Cable Channel | CABLE CHANNEL | FEET | 0 | [5 empty] | 7701990003
ITM0000422 | Cable Cleat Mounting Channel | CABLE CLEAT MOUNTING CHANNEL | NUMBER | 0 | [5 empty] | 0507990004
ITM0000423 | Cable Cleat with 2 Nos Bolt & Nut | CABLE CLEAT WITH 2 NOS BOLT & NUT | NUMBER | 0 | [5 empty] | 0507990016
ITM0000424 | Cable Cut Piece (1 piece = 1 Foot) | CABLE CUT PIECE (1 PIECE = 1 FOOT) | NUMBER | 0 | [5 empty] | 0101250001
ITM0000425 | Cable Fault Locator | CABLE FAULT LOCATOR | SET | 0 | [5 empty] | 2101010054
ITM0000426 | Cable Fluid ( T-3788 ) | CABLE FLUID ( T-3788 ) | BARREL | 0 |  |  |  | FUELS , LUBRICANTS A |  | 3501030004
ITM0000427 | Cable Marking Tap | CABLE MARKING TAP | ROLL | 0 | [5 empty] | 0515990017
ITM0000428 | Cable Marking Tape | CABLE MARKING TAPE | MTR. | 0 | [5 empty] | 0507990009
ITM0000429 | Cable Spout Bushing ( 1 set = 3 phase) for 33 kV 2000A Vacuum Circuit Breaker | CABLE SPOUT BUSHING ( 1 SET = 3 PHASE) FOR 33 KV 2000A VACUUM CIRCUIT BREAKER | SET | 0 |  |  |  | 33 KV-BREAKERS |  | 4405020127
ITM0000430 | Cable Spout Bushing - 1250 Amps(set = 3 ph) for 33 kV Switchgear | CABLE SPOUT BUSHING - 1250 AMPS(SET = 3 PH) FOR 33 KV SWITCHGEAR | SET | 0 |  |  |  | 33 KV-BREAKERS |  | 4405020133
ITM0000431 | Cable Spout Bushing for Feeder Breaker (800A) (Areva T&D, India) | CABLE SPOUT BUSHING FOR FEEDER BREAKER (800A) (AREVA T&D, INDIA) | SET | 0 |  |  |  | 11 KV-BREAKERS |  | 4401020092
ITM0000432 | Cable Spout Bushing for Feeder Breaker (800A) (Schneider Electric, India) | CABLE SPOUT BUSHING FOR FEEDER BREAKER (800A) (SCHNEIDER ELECTRIC, INDIA) | SET | 0 |  |  |  | 11 KV-BREAKERS |  | 4401020093
ITM0000433 | Cable Steel Slab | CABLE STEEL SLAB | NUMBER | 0 | [5 empty] | 7099990002
ITM0000434 | Cable Terminating Kits (Heat shrink type) for 33 KV and 0.4KV Cables | CABLE TERMINATING KITS (HEAT SHRINK TYPE) FOR 33 KV_X000D_ AND 0.4KV CABLES | BOX | 0 | [5 empty] | 0515050062
ITM0000435 | Cable Termination Gland | CABLE TERMINATION GLAND | NUMBER | 0 | [5 empty] | 0515990004
ITM0000436 | Cable Termination Lug | CABLE TERMINATION LUG | NUMBER | 0 | [5 empty] | 0507990010
ITM0000437 | Cable Tray | CABLE TRAY | NUMBER | 0 | [5 empty] | 7099990001
ITM0000438 | Cable Tray Channel (Scrap) | CABLE TRAY CHANNEL (SCRAP) | NUMBER | 0 | [5 empty] | 0101090001
ITM0000439 | Cable jointer tool kit complete for 132 kV Cable jointing | CABLE JOINTER TOOL KIT COMPLETE FOR 132 KV CABLE JOINTING | SET | 0 | [5 empty] | 0705150001
ITM0000440 | Cable spout bushing Normal rated current 1250A (Crompton) (33KV,1250Amps SF6) | CABLE SPOUT BUSHING NORMAL RATED CURRENT 1250A (CROMPTON) (33KV,1250AMPS SF6) | NUMBER | 0 | [5 empty] | 4405020041
ITM0000441 | Cable spout bushing Normal rated current 2000A (Crompton) (33KV,2000Amps SF6) | CABLE SPOUT BUSHING NORMAL RATED CURRENT 2000A (CROMPTON) (33KV,2000AMPS SF6) | NUMBER | 0 | [5 empty] | 4405020042
ITM0000442 | Capacitor Switch type 150 Kvar | CAPACITOR SWITCH TYPE 150 KVAR | NUMBER | 0 | [5 empty] | 0513050005
ITM0000443 | Capsule for 11 kV Breaker | CAPSULE FOR 11 KV BREAKER | NUMBER | 0 | [5 empty] | 4401990010
ITM0000444 | Cast Resin Current Transformer, Ratio: 1200-600/1-1-1A Type: 30-SFG-25A, 2 Core (Crompton) | CAST RESIN CURRENT TRANSFORMER, RATIO: 1200-600/1-1-1A TYPE: 30-SFG-25A, 2 CORE (CROMPTON) | NUMBER | 0 | [5 empty] | 4401020056
ITM0000445 | Cast Resin Current Transformer, Ratio: 1200-600/1-1-1A Type: 30-SFG-25A, 3 Core (Crompton) | CAST RESIN CURRENT TRANSFORMER, RATIO: 1200-600/1-1-1A TYPE: 30-SFG-25A, 3 CORE (CROMPTON) | NUMBER | 0 | [5 empty] | 4401020054
ITM0000446 | Cast Resin Current Transformer, Ratio: 1600-800/1-1-1A Type: 30-SFG-25A, 3 Core (Crompton) | CAST RESIN CURRENT TRANSFORMER, RATIO: 1600-800/1-1-1A TYPE: 30-SFG-25A, 3 CORE (CROMPTON) | NUMBER | 0 | [5 empty] | 4401020055
ITM0000447 | Cast resin CT for VD4.12.12.25C Incomer VD4.12.12.25C CB.CTR:600/1-1A 02Core.STR:25KA/3S | CAST RESIN CT FOR VD4.12.12.25C INCOMER VD4.12.12.25C CB.CTR:600/1-1A 02CORE.STR:25KA/3S | SET | 0 | [5 empty] | 4401020084
ITM0000448 | Cast resin PT for VD4.12.20.25C CB.Fixed TypeCB.PTR:11KV/v3/110/v3/100/3V,IL:12/28/75KV | CAST RESIN PT FOR VD4.12.20.25C CB.FIXED TYPECB.PTR:11KV/V3/110/V3/100/3V,IL:12/28/75KV | SET | 0 | [5 empty] | 4401020082
ITM0000449 | Cast resin PT for VD4.12.20.25C Circuit Breaker.For Bus CB.PTR:11KV/v3/110/v3/100/v3 V,IL:12/28/75KV | CAST RESIN PT FOR VD4.12.20.25C CIRCUIT BREAKER.FOR BUS CB.PTR:11KV/V3/110/V3/100/V3 V,IL:12/28/75KV | SET | 0 | [5 empty] | 4401020083
ITM0000450 | Chain Hoist 1.5 Ton | CHAIN HOIST 1.5 TON | NUMBER | 0 | [5 empty] | 1301010013
ITM0000451 | Chain Ton 1.5 Ton | CHAIN TON 1.5 TON | NUMBER | 0 | [5 empty] | 1301010002
ITM0000452 | Chain Ton 3 TON | CHAIN TON 3 TON | NUMBER | 0 | [5 empty] | 1301010003
ITM0000453 | Charger Tube | CHARGER TUBE | NUMBER | 0 | [5 empty] | 2503050003
ITM0000454 | Charging Handle for VMV Circuit Breaker | CHARGING HANDLE FOR VMV CIRCUIT BREAKER | SET | 0 | [5 empty] | 4405020120
ITM0000455 | Check Valve Art no.2541-19245Q | CHECK VALVE ART NO.2541-19245Q | NUMBER | 0 | [5 empty] | 4705030004
ITM0000456 | Chevron Seal | CHEVRON SEAL | NUMBER | 0 | [5 empty] | 4405990021
ITM0000457 | Circuit Breaker Auxiliary contact(Crompton) (33KV,1250Amps SF6) | CIRCUIT BREAKER AUXILIARY CONTACT(CROMPTON) (33KV,1250AMPS SF6) | NUMBER | 0 | [5 empty] | 4405020094
ITM0000458 | Circuit Breaker for 11 kV New Switching Stations 11 kV VCB Incomming 1250 A | CIRCUIT BREAKER FOR 11 KV NEW SWITCHING STATIONS 11 KV VCB INCOMMING 1250 A | NUMBER | 0 | [5 empty] | 4401020001
ITM0000459 | Clamp Type Ridge Iron with Galvanizing | CLAMP TYPE RIDGE IRON WITH GALVANIZING | NUMBER | 0 |  |  |  | POWER LINE METERIALS |  | 0503130020
ITM0000460 | Clamp for Fuse Mounting Channel | CLAMP FOR FUSE MOUNTING CHANNEL | NUMBER | 0 | [5 empty] | 2305030004
ITM0000461 | Clamp size 0.15 with 3 bolt | CLAMP SIZE 0.15 WITH 3 BOLT | NUMBER | 0 | [5 empty] | 0503110020
ITM0000462 | Clamp, Suspension ACSR 100 mm2 | CLAMP, SUSPENSION ACSR 100 MM2 | SET | 0 | [5 empty] | 0509010026
ITM0000463 | Clamp, dead end, service, 10 mm2 douplex/quad | CLAMP, DEAD END, SERVICE, 10 MM2 DOUPLEX/QUAD | NUMBER | 0 | [5 empty] | 0505190001
ITM0000464 | Clamp, dead end, service, 16 mm2 douplex/Quad | CLAMP, DEAD END, SERVICE, 16 MM2 DOUPLEX/QUAD | NUMBER | 0 | [5 empty] | 0505190002
ITM0000465 | Clevise, ball for disc set | CLEVISE, BALL FOR DISC SET | NUMBER | 0 | [5 empty] | 0503990001
ITM0000466 | Closing Coil 110 VDC For VAA 11 POR | CLOSING COIL 110 VDC FOR VAA 11 POR | NUMBER | 0 | [5 empty] | 4405990010
ITM0000467 | Closing Coil 1321A296Y | CLOSING COIL 1321A296Y | NUMBER | 0 | [5 empty] | 4401990014
ITM0000468 | Closing Release | CLOSING RELEASE | NUMBER | 0 | [5 empty] | 4405990032
ITM0000469 | Closing coil for 11 kV Breaker | CLOSING COIL FOR 11 KV BREAKER | NUMBER | 0 | [5 empty] | 4401990009
ITM0000470 | Closing coil for 33 kV Breaker | CLOSING COIL FOR 33 KV BREAKER | NUMBER | 0 | [5 empty] | 4405990008
ITM0000471 | Co-oxial Cable | CO-OXIAL CABLE | MTR. | 0 | [5 empty] | 0507190002
ITM0000472 | Co-oxial Cable 5mm | CO-OXIAL CABLE 5MM | MTR. | 0 | [5 empty] | 7701990002
ITM0000473 | Collapsible Oil Container 18000 Liter | COLLAPSIBLE OIL CONTAINER 18000 LITER | SET | 0 | [5 empty] | 3501090002
ITM0000474 | Collapsible Oil Container 9000 Liter | COLLAPSIBLE OIL CONTAINER 9000 LITER | SET | 0 | [5 empty] | 3501090001
ITM0000475 | Comp. Joint for 185 to 95 mm2 Cu. | COMP. JOINT FOR 185 TO 95 MM2 CU. | NUMBER | 0 | [5 empty] | 0515990008
ITM0000476 | Complete Assembled Operation Mechanism 1321A1026 | COMPLETE ASSEMBLED OPERATION MECHANISM 1321A1026 | NUMBER | 0 | [5 empty] | 2301150015
ITM0000477 | Complete Circuit breaker Pole 2000A including contact finger Normal rated current 1250A | COMPLETE CIRCUIT BREAKER POLE 2000A INCLUDING CONTACT FINGER NORMAL RATED CURRENT 1250A | NUMBER | 0 | [5 empty] | 4405020090
ITM0000478 | Complete Circuit breaker Pole including contact finger Normal rated current 1250A Type:30-SFG-25A | COMPLETE CIRCUIT BREAKER POLE INCLUDING CONTACT FINGER NORMAL RATED CURRENT 1250A TYPE:30-SFG-25A | NUMBER | 0 | [5 empty] | 4405020089
ITM0000479 | Complete Operating Mechanism type GMH | COMPLETE OPERATING MECHANISM TYPE GMH | NUMBER | 0 | [5 empty] | 4405990014
ITM0000480 | Complete Pole (3 Nos. 1 Set) (145KV, SF6 Circuit Breaker Spares) | COMPLETE POLE (3 NOS. 1 SET) (145KV, SF6 CIRCUIT BREAKER SPARES) | NUMBER | 0 | [5 empty] | 4405020091
ITM0000481 | Complete Pole(Single phase assemble-complete in all respects) for 33 kV 1250A Vacuum Circuit Breaker | COMPLETE POLE(SINGLE PHASE ASSEMBLE-COMPLETE IN ALL RESPECTS) FOR 33 KV 1250A VACUUM CIRCUIT BREAKER | NUMBER | 0 |  |  |  | 33 KV-BREAKERS |  | 4405020132
ITM0000482 | Complete Pole(Single phase assemble-complete in all respects) for 33 kV 2000A Vacuum Circuit Breaker | COMPLETE POLE(SINGLE PHASE ASSEMBLE-COMPLETE IN ALL RESPECTS) FOR 33 KV 2000A VACUUM CIRCUIT BREAKER | NUMBER | 0 |  |  |  | 33 KV-BREAKERS |  | 4405020131
ITM0000483 | Complete SF6 Circuit breaker (Without cubicle) Type: 30-SFG-25A (Crompton)(33KV,1250Amps SF6) | COMPLETE SF6 CIRCUIT BREAKER (WITHOUT CUBICLE) TYPE: 30-SFG-25A (CROMPTON)(33KV,1250AMPS SF6) | NUMBER | 0 | [5 empty] | 4405020046
ITM0000484 | Complete SF6 Circuit breaker 2000A (Without cubicle) Type: 30-SFG-25A (Crompton) (33KV,2000Amps SF6) | COMPLETE SF6 CIRCUIT BREAKER 2000A (WITHOUT CUBICLE) TYPE: 30-SFG-25A (CROMPTON) (33KV,2000AMPS SF6) | NUMBER | 0 | [5 empty] | 4405020047
ITM0000485 | Complete pole with double O-ring Gasket | COMPLETE POLE WITH DOUBLE O-RING GASKET | NUMBER | 0 | [5 empty] | 4405990030
ITM0000486 | Compound | COMPOUND | TIN | 0 | [5 empty] | 0515990007
ITM0000487 | Conductor Cutter | CONDUCTOR CUTTER | NUMBER | 0 | [5 empty] | 0705090002
ITM0000488 | Conductor Grip for Gross beak and Finch | CONDUCTOR GRIP FOR GROSS BEAK AND FINCH | SET | 0 |  |  |  | TOOLS-MISCELLANEOUS |  | 0705410004
ITM0000489 | Conductor Grip for Merlin and Wolf | CONDUCTOR GRIP FOR MERLIN AND WOLF | SET | 0 |  | OFFICE EQUIPMENT |  | TOOLS-MISCELLANEOUS |  | 0705410003
ITM0000490 | Connecting box for VT | CONNECTING BOX FOR VT | NUMBER | 0 | [5 empty] | 1103050016
ITM0000491 | Connector 50mm2 16-35mm Service | CONNECTOR 50MM2 16-35MM SERVICE | NUMBER | 0 | [5 empty] | 0509030045
ITM0000492 | Connector KSU-23 | CONNECTOR KSU-23 | NUMBER | 0 | [5 empty] | 0509030016
ITM0000493 | Connector KSU-28 | CONNECTOR KSU-28 | NUMBER | 0 | [5 empty] | 0509030017
ITM0000494 | Connector Pad for disconnector | CONNECTOR PAD FOR DISCONNECTOR | NUMBER | 0 | [5 empty] | 2301150012
ITM0000495 | Connector Split Bolt | CONNECTOR SPLIT BOLT | NUMBER | 0 | [5 empty] | 0509030047
ITM0000496 | Connectors Bimetalic 100-120 mm2 | CONNECTORS BIMETALIC 100-120 MM2 | NUMBER | 0 | [5 empty] | 0509030042
ITM0000497 | Connectors H-type, run 100 m2-Tap100 AAC (1) | CONNECTORS H-TYPE, RUN 100 M2-TAP100 AAC (1) | NUMBER | 0 | [5 empty] | 0509030035
ITM0000498 | Connectors H-type, run 100 mm2-Tap 170 mm2 ACSR | CONNECTORS H-TYPE, RUN 100 MM2-TAP 170 MM2 ACSR | NUMBER | 0 | [5 empty] | 0509030037
ITM0000499 | Connectors H-type, run 100 mm2-Tap100 mm2 ACSR | CONNECTORS H-TYPE, RUN 100 MM2-TAP100 MM2 ACSR | NUMBER | 0 | [5 empty] | 0509030036
ITM0000500 | Connectors H-type, run 170 mm2-Tap 170 mm2 ACSR | CONNECTORS H-TYPE, RUN 170 MM2-TAP 170 MM2 ACSR | NUMBER | 0 | [5 empty] | 0509030038
ITM0000501 | Connectors bimetalic 100-70 mm2 | CONNECTORS BIMETALIC 100-70 MM2 | NUMBER | 0 | [5 empty] | 0509030039
ITM0000502 | Connectors bimetalic H-type100-35 mm2 | CONNECTORS BIMETALIC H-TYPE100-35 MM2 | NUMBER | 0 | [5 empty] | 0509030043
ITM0000503 | Conservator | CONSERVATOR | NUMBER | 0 | [5 empty] | 1103990006
ITM0000504 | Conservator Channel | CONSERVATOR CHANNEL | NUMBER | 0 | [5 empty] | 1103990007
ITM0000505 | Consumer ledger book | CONSUMER LEDGER BOOK | NUMBER | 0 | [5 empty] | 3701130001
ITM0000506 | Contact Assembly for Disconnector | CONTACT ASSEMBLY FOR DISCONNECTOR | NUMBER | 0 | [5 empty] | 2301150011
ITM0000507 | Contact Finger Long | CONTACT FINGER LONG | NUMBER | 0 | [5 empty] | 4405990027
ITM0000508 | Contact Finger Short | CONTACT FINGER SHORT | NUMBER | 0 | [5 empty] | 4405990026
ITM0000509 | Contactor 125 V.D.C MPR21DU-Art No. 2748-19413J | CONTACTOR 125 V.D.C MPR21DU-ART NO. 2748-19413J | NUMBER | 0 | [5 empty] | 2307990004
ITM0000510 | Contactor 125 V.D.C. MPR30DU-Art No. 2748-19414L | CONTACTOR 125 V.D.C. MPR30DU-ART NO. 2748-19414L | NUMBER | 0 | [5 empty] | 2307990005
ITM0000511 | Control Switch (Open & Close) 975A785 | CONTROL SWITCH (OPEN & CLOSE) 975A785 | NUMBER | 0 | [5 empty] | 2303990019
ITM0000512 | Control Switch-Art no. 995A1237 | CONTROL SWITCH-ART NO. 995A1237 | NUMBER | 0 | [5 empty] | 2307990009
ITM0000513 | Copper Rod | COPPER ROD | LBS. | 0 | [5 empty] | 1105990001
ITM0000514 | Corona Ring Assembly | CORONA RING ASSEMBLY | SET | 0 | [5 empty] | 4405020072
ITM0000515 | Crimp Com. Type - 50/50 | CRIMP COM. TYPE - 50/50 | NUMBER | 0 | [5 empty] | 0509030020
ITM0000516 | Crimpit 100/100 | CRIMPIT 100/100 | NUMBER | 0 |  |  |  | ELECTRICAL , HARDWAR |  | 0509030027
ITM0000517 | Crimpit 100/120 | CRIMPIT 100/120 | NUMBER | 0 | [5 empty] | 0509030080
ITM0000518 | Crimpit 100/25 | CRIMPIT 100/25 | NUMBER | 0 | [5 empty] | 0509030025
ITM0000519 | Crimpit 100/50 | CRIMPIT 100/50 | NUMBER | 0 |  |  |  | ELECTRICAL , HARDWAR |  | 0509030077
ITM0000520 | Crimpit 180/100 | CRIMPIT 180/100 | NUMBER | 0 |  |  |  | ELECTRICAL , HARDWAR |  | 0509030018
ITM0000521 | Crimpit 180/120 | CRIMPIT 180/120 | NUMBER | 0 | [5 empty] | 0509030079
ITM0000522 | Crimpit 180/180 | CRIMPIT 180/180 | NUMBER | 0 |  |  |  | ELECTRICAL , HARDWAR |  | 0509030019
ITM0000523 | Crimpit 180/25 | CRIMPIT 180/25 | NUMBER | 0 | [5 empty] | 0509030076
ITM0000524 | Crimpit 180/25 (Gopher) | CRIMPIT 180/25 (GOPHER) | NUMBER | 0 | [5 empty] | 0509030022
ITM0000525 | Crimpit 25/25 | CRIMPIT 25/25 | NUMBER | 0 | [5 empty] | 0509030021
ITM0000526 | Crimpit 50/100 | CRIMPIT 50/100 | NUMBER | 0 | [5 empty] | 0509030026
ITM0000527 | Crimpit 50/25 (ANT/GNAT) | CRIMPIT 50/25 (ANT/GNAT) | NUMBER | 0 | [5 empty] | 0509030024
ITM0000528 | Crimpit Cover for WASP | CRIMPIT COVER FOR WASP | NUMBER | 0 | [5 empty] | 0509030029
ITM0000529 | Cross arm for arrestor & DOFC | CROSS ARM FOR ARRESTOR & DOFC | NUMBER | 0 | [5 empty] | 0503030007
ITM0000530 | Cross arm tie Straps | CROSS ARM TIE STRAPS | NUMBER | 0 | [5 empty] | 0503030006
ITM0000531 | Cross arm tie Terminal | CROSS ARM TIE TERMINAL | NUMBER | 0 | [5 empty] | 0503030001
ITM0000532 | Cross arm tie strap & cross arm tie terminal complete set | CROSS ARM TIE STRAP & CROSS ARM TIE TERMINAL COMPLETE SET | SET | 0 | [5 empty] | 0503030008
ITM0000533 | Crossarm | CROSSARM | NUMBER | 0 |  |  |  | POWER LINE METERIALS |  | 0503030002
ITM0000534 | Current Transformer 800-400/1-1 | CURRENT TRANSFORMER 800-400/1-1 | SET | 0 | [5 empty] | 1103070008
ITM0000535 | Current transformer : Ratio : 1200-600/1/1/1 | CURRENT TRANSFORMER : RATIO : 1200-600/1/1/1 | NUMBER | 0 | [5 empty] | 1103070029
ITM0000536 | Current transformer : Ratio: 1800-900/1/1/1 | CURRENT TRANSFORMER : RATIO: 1800-900/1/1/1 | NUMBER | 0 | [5 empty] | 1103070030
ITM0000537 | Curved Washer | CURVED WASHER | NUMBER | 0 | [5 empty] | 4703030002
ITM0000538 | Cut out 15amp 250Volt | CUT OUT 15AMP 250VOLT | NUMBER | 0 | [5 empty] | 2305990002
ITM0000539 | D Shackle | D SHACKLE | NUMBER | 0 | [5 empty] | 0511030001
ITM0000540 | D.C Coil | D.C COIL | NUMBER | 0 | [5 empty] | 7099010001
ITM0000541 | DC Distribution Panel (48V) | DC DISTRIBUTION PANEL (48V) | SET | 0 | [5 empty] | 3101990010
ITM0000542 | DC Earth Fault Locator | DC EARTH FAULT LOCATOR | NUMBER | 0 |  |  |  | ELECTRICAL INSTRUMEN |  | 2101050001
ITM0000543 | DC Panel, 110 Volt | DC PANEL, 110 VOLT | SET | 0 | [5 empty] | 3101990008
ITM0000544 | DOF Channel (Galvanizing complete) | DOF CHANNEL (GALVANIZING COMPLETE) | NUMBER | 0 |  |  |  | FUSES, FUSE DISCONNE |  | 2305030003
ITM0000545 | Danger plate various size | DANGER PLATE VARIOUS SIZE | NUMBER | 0 | [5 empty] | 5501990001
ITM0000546 | Di-electric Hand Gloves | DI-ELECTRIC HAND GLOVES | PAIR | 0 | [5 empty] | 0705990015
ITM0000547 | Dice for hydraulic Compression Tools | DICE FOR HYDRAULIC COMPRESSION TOOLS | NUMBER | 0 | [5 empty] | 0705070008
ITM0000548 | Digital AVO Meter | DIGITAL AVO METER | NUMBER | 0 |  |  |  | ELECTRICAL INSTRUMEN |  | 2101010013
ITM0000549 | Digital Clamp-On Meter (AC/DC- 0 to 1000A) | DIGITAL CLAMP-ON METER (AC/DC- 0 TO 1000A) | NUMBER | 0 |  |  |  | ELECTRICAL INSTRUMEN |  | 2101070007
ITM0000550 | Digital Clamp-On Meter (AC/DC- 0 to 300A) | DIGITAL CLAMP-ON METER (AC/DC- 0 TO 300A) | NUMBER | 0 |  |  |  | ELECTRICAL INSTRUMEN |  | 2101070006
ITM0000551 | Digital Earth Tester (Four Terminal) | DIGITAL EARTH TESTER (FOUR TERMINAL) | NUMBER | 0 |  |  |  | ELECTRICAL INSTRUMEN |  | 2101030006
ITM0000552 | Digital Multimeter type DT 840 D | DIGITAL MULTIMETER TYPE DT 840 D | NUMBER | 0 | [5 empty] | 2105990007
ITM0000553 | Digital Programmable Energy meter -/5A,-/110v CT | DIGITAL PROGRAMMABLE ENERGY METER -/5A,-/110V CT | NUMBER | 0 | [5 empty] | 2109030020
ITM0000554 | Disconnection notice book | DISCONNECTION NOTICE BOOK | NUMBER | 0 | [5 empty] | 3701130003
ITM0000555 | Disconnector's Type RD-303, 132/33 KV S/S | DISCONNECTOR'S TYPE RD-303, 132/33 KV S/S | NUMBER | 0 | [5 empty] | 2301150009
ITM0000556 | Distribution Board | DISTRIBUTION BOARD | NUMBER | 0 | [5 empty] | 3101990004
ITM0000557 | Door Handle for VMV Circuit Breaker | DOOR HANDLE FOR VMV CIRCUIT BREAKER | SET | 0 | [5 empty] | 4405020114
ITM0000558 | Double Opening Release | DOUBLE OPENING RELEASE | NUMBER | 0 | [5 empty] | 4405990031
ITM0000559 | Drive Crank | DRIVE CRANK | NUMBER | 0 | [5 empty] | 4405990036
ITM0000560 | Drive Link D5521/1 | DRIVE LINK D5521/1 | NUMBER | 0 | [5 empty] | 4405990037
ITM0000561 | Drop out with 3 Amps fuse 33 kV | DROP OUT WITH 3 AMPS FUSE 33 KV | NUMBER | 0 | [5 empty] | 2305110001
ITM0000562 | Drop out with 5 Amps fuse 33 kV | DROP OUT WITH 5 AMPS FUSE 33 KV | NUMBER | 0 | [5 empty] | 2305110002
ITM0000563 | Dss & Counter ASSY 591837-C | DSS & COUNTER ASSY 591837-C | NUMBER | 0 | [5 empty] | 3301990001
ITM0000564 | Earth Rod | EARTH ROD | NUMBER | 0 |  |  |  | ELECTRICAL , HARDWAR |  | 0509090001
ITM0000565 | Earth Tester Clamp-On Type | EARTH TESTER CLAMP-ON TYPE | NUMBER | 0 |  |  |  | ELECTRICAL INSTRUMEN |  | 2101050002
ITM0000566 | Earth Truck | EARTH TRUCK | NUMBER | 0 | [5 empty] | 4401990007
ITM0000567 | Earth Wire | EARTH WIRE | KILOMETER | 0 |  |  |  | ELECTRICAL , HARDWAR |  | 0509090026
ITM0000568 | Earth Wire Support Clamp 50 X 212 | EARTH WIRE SUPPORT CLAMP 50 X 212 | NUMBER | 0 | [5 empty] | 0503110007
ITM0000569 | Earth Wire Support Clamp 50 X 250 | EARTH WIRE SUPPORT CLAMP 50 X 250 | NUMBER | 0 | [5 empty] | 0503110008
ITM0000570 | Earth Wire Support Clamp 50 X 312 | EARTH WIRE SUPPORT CLAMP 50 X 312 | NUMBER | 0 | [5 empty] | 0503110006
ITM0000571 | Earth clamp | EARTH CLAMP | NUMBER | 0 | [5 empty] | 0503150001
ITM0000572 | Earth wire support clamp | EARTH WIRE SUPPORT CLAMP | NUMBER | 0 | [5 empty] | 0503150004
ITM0000573 | Earthing Set (Rod, Wire, Clamp) | EARTHING SET (ROD, WIRE, CLAMP) | NUMBER | 0 |  | OFFICE EQUIPMENT |  | ELECTRICAL , HARDWAR |  | 0509090031
ITM0000574 | Electricity bill form | ELECTRICITY BILL FORM | NUMBER | 0 | [5 empty] | 3701150001
ITM0000575 | Empty Steel Cable Drum | EMPTY STEEL CABLE DRUM | NUMBER | 0 | [5 empty] | 2301150028
ITM0000576 | Exhaust Fan | EXHAUST FAN | NUMBER | 0 | [5 empty] | 0309990002
ITM0000577 | Exit Box | EXIT BOX | NUMBER | 0 | [5 empty] | 7002990006
ITM0000578 | Extra fiber glass boxes | EXTRA FIBER GLASS BOXES | NUMBER | 0 | [5 empty] | 0101570001
ITM0000579 | Eye Nut with Thimble | EYE NUT WITH THIMBLE | NUMBER | 0 | [5 empty] | 0509090032
ITM0000580 | Fan Ceiling | FAN CEILING | NUMBER | 0 | [5 empty] | 3901150001
ITM0000581 | Fan Lubricants | FAN LUBRICANTS | NUMBER | 0 | [5 empty] | 4701020001
ITM0000582 | Fan motor Protection relays OLRRS | FAN MOTOR PROTECTION RELAYS OLRRS | NUMBER | 0 | [5 empty] | 2307990012
ITM0000583 | Fans | FANS | SET | 0 | [5 empty] | 1103990004
ITM0000584 | Fans, 960mm Radiator 132/33 KV | FANS, 960MM RADIATOR 132/33 KV | NUMBER | 0 | [5 empty] | 1103990023
ITM0000585 | Fencing | FENCING | NUMBER | 0 | [5 empty] | 2301150027
ITM0000586 | Fiber Glass Ladder | FIBER GLASS LADDER | NUMBER | 0 | [5 empty] | 0705190001
ITM0000587 | Field Coil Assembly B40434/1 | FIELD COIL ASSEMBLY B40434/1 | NUMBER | 0 | [5 empty] | 4405990035
ITM0000588 | File Cover (Paper) | FILE COVER (PAPER) | NUMBER | 0 | [5 empty] | 3701990001
ITM0000589 | Fire Extinguisher (Assorted Size) | FIRE EXTINGUISHER (ASSORTED SIZE) | NUMBER | 0 | [5 empty] | 5501990002
ITM0000590 | Fixed Contacts 561270-2 | FIXED CONTACTS 561270-2 | NUMBER | 0 | [5 empty] | 2301990003
ITM0000591 | Fixed Roller Contacts 561268-1 | FIXED ROLLER CONTACTS 561268-1 | NUMBER | 0 | [5 empty] | 2301990001
ITM0000592 | Fixed contact box/contact Module (Bus side) for 33 kV incomer Breaker | FIXED CONTACT BOX/CONTACT MODULE (BUS SIDE) FOR 33 KV INCOMER BREAKER | NUMBER | 0 | [5 empty] | 4405990001
ITM0000593 | Fixed contact box/contact Module (Bus side) for 33 kV outgoing feeder Breaker. | FIXED CONTACT BOX/CONTACT MODULE (BUS SIDE) FOR 33 KV OUTGOING FEEDER BREAKER. | NUMBER | 0 | [5 empty] | 4405990002
ITM0000594 | Flexible Connectors | FLEXIBLE CONNECTORS | SET | 0 | [5 empty] | 4405020073
ITM0000595 | Floor Mat | FLOOR MAT | NUMBER | 0 | [5 empty] | 0307990001
ITM0000596 | Foot Operated Hydraulic High Press Machine (300 mm(sq) - 800 mm(sq)) | FOOT OPERATED HYDRAULIC HIGH PRESS MACHINE (300 MM(SQ) - 800 MM(SQ)) | SET | 0 |  |  |  | TOOLS-MISCELLANEOUS |  | 0705070020
ITM0000597 | Four Level Security Paper Seal | FOUR LEVEL SECURITY PAPER SEAL | NUMBER | 0 |  |  |  | ENERGY METERS |  | 2109990034
ITM0000598 | Frame (without Light) | FRAME (WITHOUT LIGHT) | NUMBER | 0 | [5 empty] | 0309990001
ITM0000599 | Frame Earth Clamp | FRAME EARTH CLAMP | NUMBER | 0 | [5 empty] | 0503150003
ITM0000600 | Fuse Art no. 2741-20150Z | FUSE ART NO. 2741-20150Z | NUMBER | 0 | [5 empty] | 4405990056
ITM0000601 | Fuse Art no. 2741-20153F | FUSE ART NO. 2741-20153F | NUMBER | 0 | [5 empty] | 4405990057
ITM0000602 | Fuse Continuous Rating 1250 A | FUSE CONTINUOUS RATING 1250 A | NUMBER | 0 | [5 empty] | 2305110004
ITM0000603 | Fuse Holder (Barrel) with 50 Amps Fuse Link | FUSE HOLDER (BARREL) WITH 50 AMPS FUSE LINK | NUMBER | 0 |  |  |  | FUSES, FUSE DISCONNE |  | 2305050003
ITM0000604 | Fuse Link 50A Barrel Type | FUSE LINK 50A BARREL TYPE | NUMBER | 0 | [5 empty] | 2305050001
ITM0000605 | G.I.Pipe 150 mm2 | G.I.PIPE 150 MM2 | MTR. | 0 | [5 empty] | 1701010008
ITM0000606 | GAS & Oil Operated Relay | GAS & OIL OPERATED RELAY | NUMBER | 0 | [5 empty] | 2307130004
ITM0000607 | GI Wire No. 8 | GI WIRE NO. 8 | MTR. | 0 |  |  |  | ELECTRICAL , HARDWAR |  | 0509090023
ITM0000608 | Galvanizing Compound | GALVANIZING COMPOUND | TIN | 0 | [5 empty] | 4505990002
ITM0000609 | Gas Density Control Switch | GAS DENSITY CONTROL SWITCH | MOQ | 0 | [5 empty] | 4405990018
ITM0000610 | Gas Density Switch- Art no.995A174 | GAS DENSITY SWITCH- ART NO.995A174 | NUMBER | 0 | [5 empty] | 7099990007
ITM0000611 | Gasket (Verious size) for 20/28 MVA Transformer | GASKET (VERIOUS SIZE) FOR 20/28 MVA TRANSFORMER | NUMBER | 0 | [5 empty] | 1103990029
ITM0000612 | Gasket 557207600 | GASKET 557207600 | NUMBER | 0 | [5 empty] | 1103170013
ITM0000613 | Gasket-bushing | GASKET-BUSHING | NUMBER | 0 | [5 empty] | 1103170011
ITM0000614 | Gasket-handhole | GASKET-HANDHOLE | NUMBER | 0 | [5 empty] | 1103170012
ITM0000615 | Goods return book | GOODS RETURN BOOK | NUMBER | 0 | [5 empty] | 3701130002
ITM0000616 | Guy Assembly | GUY ASSEMBLY | SET | 0 | [5 empty] | 0509090004
ITM0000617 | Guy Assembly Excluding Guy wire with Galvanized | GUY ASSEMBLY EXCLUDING GUY WIRE WITH GALVANIZED | SET | 0 | [5 empty] | 0509090018
ITM0000618 | Guy Insulator, 11 KV | GUY INSULATOR, 11 KV | NUMBER | 0 | [5 empty] | 0511150005
ITM0000619 | Guy Insulator,33 KV | GUY INSULATOR,33 KV | NUMBER | 0 | [5 empty] | 0511150006
ITM0000620 | Guy Wire | GUY WIRE | MTR. | 0 |  |  |  | ELECTRICAL , HARDWAR |  | 0509090033
ITM0000621 | Guy fitting (Galvanized) | GUY FITTING (GALVANIZED) | EACH | 0 | [5 empty] | 0509090003
ITM0000622 | HG Sheds | HG SHEDS | SET | 0 | [5 empty] | 4405020069
ITM0000623 | HG-36 2000 Amps CB'S & ME | HG-36 2000 AMPS CB'S & ME | NUMBER | 0 | [5 empty] | 4405020025
ITM0000624 | HG36 1250A Bus Spout Bushing | HG36 1250A BUS SPOUT BUSHING | NUMBER | 0 | [5 empty] | 4405020029
ITM0000625 | HG36 1250A Cable Spout Bushing | HG36 1250A CABLE SPOUT BUSHING | NUMBER | 0 | [5 empty] | 4405020028
ITM0000626 | HG36 2000A Bus Spout Bushing | HG36 2000A BUS SPOUT BUSHING | NUMBER | 0 | [5 empty] | 4405020033
ITM0000627 | HG36 2000A Cable Spout Bushing | HG36 2000A CABLE SPOUT BUSHING | NUMBER | 0 | [5 empty] | 4405020032
ITM0000628 | HG36 Indoor VT Fuse Holder Arrgtmt | HG36 INDOOR VT FUSE HOLDER ARRGTMT | NUMBER | 0 | [5 empty] | 4405020030
ITM0000629 | HRC Fuse | HRC FUSE | NUMBER | 0 | [5 empty] | 4401990013
ITM0000630 | HT Energy meter 15/5Amps (for metering unit) | HT ENERGY METER 15/5AMPS (FOR METERING UNIT) | NUMBER | 0 | [5 empty] | 2109030027
ITM0000631 | HV Bracket out rigger | HV BRACKET OUT RIGGER | PIECE | 0 | [5 empty] | 0503270004
ITM0000632 | HV Bushiing Brush Type OXK-36KV/800 E, 10 14 MVA | HV BUSHIING BRUSH TYPE OXK-36KV/800 E, 10 14 MVA | NUMBER | 0 | [5 empty] | 1103170006
ITM0000633 | HV Bushing (33 KV) | HV BUSHING (33 KV) | NUMBER | 0 | [5 empty] | 4405020043
ITM0000634 | HV Bushing (with Connector) | HV BUSHING (WITH CONNECTOR) | NUMBER | 0 | [5 empty] | 1103170010
ITM0000635 | HV cable guard | HV CABLE GUARD | NUMBER | 0 | [5 empty] | 0507990012
ITM0000636 | Hammer- 3 lbs | HAMMER- 3 LBS | NUMBER | 0 | [5 empty] | 0705010002
ITM0000637 | Hand Gloves | HAND GLOVES | NUMBER | 0 |  |  |  | TOOLS-MISCELLANEOUS |  | 0705990018
ITM0000638 | Hand Held Unit Set | HAND HELD UNIT SET | SET | 0 | [5 empty] | 2105090001
ITM0000639 | Hand Held Unit With all accessories | HAND HELD UNIT WITH ALL ACCESSORIES | NUMBER | 0 | [5 empty] | 2105090008
ITM0000640 | Hand Operated Hydraulic High Press Machine (70 mm(sq) - 300 mm(sq)) | HAND OPERATED HYDRAULIC HIGH PRESS MACHINE (70 MM(SQ) - 300 MM(SQ)) | SET | 0 |  |  |  | TOOLS-MISCELLANEOUS |  | 0705070019
ITM0000641 | Heat Shrink Termination | HEAT SHRINK TERMINATION | NUMBER | 0 | [5 empty] | 0515030001
ITM0000642 | Helmet | HELMET | NUMBER | 0 |  |  |  | TOOLS-MISCELLANEOUS |  | 0705370001
ITM0000643 | High Current Cable Fixer | HIGH CURRENT CABLE FIXER | NUMBER | 0 | [5 empty] | 2105090003
ITM0000644 | High Voltage Test Set (0-100 kV, AC) | HIGH VOLTAGE TEST SET (0-100 KV, AC) | SET | 0 |  |  |  | ELECTRICAL INSTRUMEN |  | 2101010047
ITM0000645 | High Voltage Test Set (0-120 kV, DC) | HIGH VOLTAGE TEST SET (0-120 KV, DC) | SET | 0 |  |  |  | ELECTRICAL INSTRUMEN |  | 2101010049
ITM0000646 | High Voltage Test Set (0-200 kV, AC) | HIGH VOLTAGE TEST SET (0-200 KV, AC) | SET | 0 |  |  |  | ELECTRICAL INSTRUMEN |  | 2101010046
ITM0000647 | High Voltage Test Set (0-300 kV, DC) | HIGH VOLTAGE TEST SET (0-300 KV, DC) | SET | 0 |  |  |  | ELECTRICAL INSTRUMEN |  | 2101010048
ITM0000648 | Holder (500 watt) | HOLDER (500 WATT) | NUMBER | 0 | [5 empty] | 2503990004
ITM0000649 | Holder (Flood light) | HOLDER (FLOOD LIGHT) | NUMBER | 0 | [5 empty] | 2503990006
ITM0000650 | Holder (Tube light) | HOLDER (TUBE LIGHT) | NUMBER | 0 | [5 empty] | 2503990007
ITM0000651 | Housing Stop Assembly for VMV Circuit Breaker | HOUSING STOP ASSEMBLY FOR VMV CIRCUIT BREAKER | SET | 0 | [5 empty] | 4405020117
ITM0000652 | Hydraulic cable spacing tool | HYDRAULIC CABLE SPACING TOOL | NUMBER | 0 | [5 empty] | 2101010003
ITM0000653 | Hylug 1 Bolt 35mm2 Cu. | HYLUG 1 BOLT 35MM2 CU. | NUMBER | 0 | [5 empty] | 0503050021
ITM0000654 | Hylug 1 Bolt - DOG | HYLUG 1 BOLT - DOG | NUMBER | 0 | [5 empty] | 0503050020
ITM0000655 | Hylug 1 Bolt - MERLIN | HYLUG 1 BOLT - MERLIN | NUMBER | 0 | [5 empty] | 0503050019
ITM0000656 | Hylug 1 Bolt WASP/PVC | HYLUG 1 BOLT WASP/PVC | NUMBER | 0 | [5 empty] | 0513050001
ITM0000657 | Hylug 2 Bolt -DOG | HYLUG 2 BOLT -DOG | NUMBER | 0 | [5 empty] | 0503050026
ITM0000658 | Hylug 2 Bolt -MERLIN | HYLUG 2 BOLT -MERLIN | NUMBER | 0 | [5 empty] | 0503050025
ITM0000659 | Indecating Lamp Bulb | INDECATING LAMP BULB | NUMBER | 0 | [5 empty] | 2503990001
ITM0000660 | Indicating Lamp Fitting | INDICATING LAMP FITTING | NUMBER | 0 | [5 empty] | 2503110002
ITM0000661 | Indicating Lamp Fittings 1250 A | INDICATING LAMP FITTINGS 1250 A | NUMBER | 0 | [5 empty] | 2503110001
ITM0000662 | Indicating Lamp Fittings 400 A | INDICATING LAMP FITTINGS 400 A | NUMBER | 0 | [5 empty] | 2503990003
ITM0000663 | Indicating Lamp Fittings 800 A | INDICATING LAMP FITTINGS 800 A | NUMBER | 0 | [5 empty] | 2503990002
ITM0000664 | Infrared Communication Cable | INFRARED COMMUNICATION CABLE | NUMBER | 0 | [5 empty] | 2105090002
ITM0000665 | Inner Terminal Stud E6493688/02, 33/11 kV S/S | INNER TERMINAL STUD E6493688/02, 33/11 KV S/S | NUMBER | 0 | [5 empty] | 4405020039
ITM0000666 | Insul;ator For Disconnector Type RD-303,132/33 KV S/S | INSUL;ATOR FOR DISCONNECTOR TYPE RD-303,132/33 KV S/S | NUMBER | 0 | [5 empty] | 7001010001
ITM0000667 | Insulating Lifter | INSULATING LIFTER | NUMBER | 0 | [5 empty] | 4405990020
ITM0000668 | Insulation Packer | INSULATION PACKER | SET | 0 | [5 empty] | 4405020074
ITM0000669 | Insulator Bushing Big Size | INSULATOR BUSHING BIG SIZE | NUMBER | 0 | [5 empty] | 0511050020
ITM0000670 | Interrupter Porceline | INTERRUPTER PORCELINE | NUMBER | 0 | [5 empty] | 4401020048
ITM0000671 | Jointer Water proof tent C/W- frame | JOINTER WATER PROOF TENT C/W- FRAME | NUMBER | 0 | [5 empty] | 0705990009
ITM0000672 | Jumpering Conductor | JUMPERING CONDUCTOR | MTR. | 0 | [5 empty] | 3101990002
ITM0000673 | Key Box | KEY BOX | NUMBER | 0 | [5 empty] | 7002990010
ITM0000674 | Kicking Block | KICKING BLOCK | NUMBER | 0 | [5 empty] | 0509990001
ITM0000675 | Kit of Parts of Lables for VMV Circuit Breaker | KIT OF PARTS OF LABLES FOR VMV CIRCUIT BREAKER | SET | 0 | [5 empty] | 4405020116
ITM0000676 | Klein Cable Cutter | KLEIN CABLE CUTTER | NUMBER | 0 | [5 empty] | 0705090001
ITM0000677 | LT Cable 4 core XLPE (AL) 35 sq. mm | LT CABLE 4 CORE XLPE (AL) 35 SQ. MM | MTR. | 0 | [5 empty] | 0507130036
ITM0000678 | LT Cable 4 core XLPE (AL) 50 sq. mm | LT CABLE 4 CORE XLPE (AL) 50 SQ. MM | MTR. | 0 | [5 empty] | 0507130037
ITM0000679 | LT Census Form Size 11'' x 8.5'' | LT CENSUS FORM SIZE 11'' X 8.5'' | BUNDLE | 0 | [5 empty] | 3701150012
ITM0000680 | LT Copper Strip (16mmx5mm) | LT COPPER STRIP (16MMX5MM) | KILOGRAM | 0 |  |  |  | ELECTRICAL CONDUCTOR |  | 0505990004
ITM0000681 | LT Copper Strip (8mmx3mm) | LT COPPER STRIP (8MMX3MM) | KILOGRAM | 0 |  |  |  | ELECTRICAL CONDUCTOR |  | 0505990003
ITM0000682 | LT NYY 1c PVC 35mm2 Cable (Cu) | LT NYY 1C PVC 35MM2 CABLE (CU) | MTR. | 0 | [5 empty] | 0507050002
ITM0000683 | 1C x 95mm2 LT PVC Cu Cable | 1C X 95MM2 LT PVC CU CABLE | KILOMETER | 0 |  |  |  | ELECTRICAL CABLES |  | 0507050003
ITM0000684 | LV 3 Pole cable box | LV 3 POLE CABLE BOX | NUMBER | 0 | [5 empty] | 7002990003
ITM0000685 | LV Box Shade | LV BOX SHADE | NUMBER | 0 | [5 empty] | 7002990011
ITM0000686 | LV Bushing | LV BUSHING | NUMBER | 0 | [5 empty] | 1103170007
ITM0000687 | LV Bushing 134/37 KV XF Bushing | LV BUSHING 134/37 KV XF BUSHING | NUMBER | 0 | [5 empty] | 1103170004
ITM0000688 | LV Bushing 33 KV | LV BUSHING 33 KV | NUMBER | 0 | [5 empty] | 1103170003
ITM0000689 | LV Cable Guard | LV CABLE GUARD | NUMBER | 0 | [5 empty] | 0515990006
ITM0000690 | LV NPT cable box , 10/14MVA | LV NPT CABLE BOX , 10/14MVA | NUMBER | 0 | [5 empty] | 7002990001
ITM0000691 | LV Power and Control Cable | LV POWER AND CONTROL CABLE | MTR. | 0 | [5 empty] | 0507010002
ITM0000692 | LV out rigger bracket | LV OUT RIGGER BRACKET | PIECE | 0 | [5 empty] | 0503270002
ITM0000693 | Lamp-Mercury | LAMP-MERCURY | NUMBER | 0 | [5 empty] | 2503090001
ITM0000694 | Lens | LENS | NUMBER | 0 | [5 empty] | 2105990003
ITM0000695 | Letter head book (offset) | LETTER HEAD BOOK (OFFSET) | NUMBER | 0 | [5 empty] | 3701150021
ITM0000696 | Light (with Frame) | LIGHT (WITH FRAME) | NUMBER | 0 | [5 empty] | 2503050004
ITM0000697 | Light Switching Element | LIGHT SWITCHING ELEMENT | NUMBER | 0 |  |  |  | TRANSFORMERS , REGUL |  | 1103090041
ITM0000698 | Line Operated Current Controller | LINE OPERATED CURRENT CONTROLLER | SET | 0 | [5 empty] | 0513050004
ITM0000699 | Line Tap 100/100 (Bimetallic) | LINE TAP 100/100 (BIMETALLIC) | NUMBER | 0 | [5 empty] | 0509030055
ITM0000700 | Line Tap 180/180 | LINE TAP 180/180 | NUMBER | 0 | [5 empty] | 0509030056
ITM0000701 | Line Tap 25/25 (Bimetallic) | LINE TAP 25/25 (BIMETALLIC) | NUMBER | 0 | [5 empty] | 0509030054
ITM0000702 | Line Tap 25/25 (Cu/Cu) | LINE TAP 25/25 (CU/CU) | NUMBER | 0 | [5 empty] | 0509030053
ITM0000703 | Line men's Belt | LINE MEN'S BELT | NUMBER | 0 | [5 empty] | 0705990007
ITM0000704 | Line tape HD-18 Al. | LINE TAPE HD-18 AL. | NUMBER | 0 | [5 empty] | 0503050017
ITM0000705 | Line tape cover (100 X 100) | LINE TAPE COVER (100 X 100) | NUMBER | 0 | [5 empty] | 0509030048
ITM0000706 | Line tape cover (25 X 25) (Line Tape Shroud For Cu/Cu) | LINE TAPE COVER (25 X 25) (LINE TAPE SHROUD FOR CU/CU) | NUMBER | 0 | [5 empty] | 0509030049
ITM0000707 | Line tape cover S-104 | LINE TAPE COVER S-104 | NUMBER | 0 | [5 empty] | 0509030052
ITM0000708 | Link Shroud | LINK SHROUD | NUMBER | 0 | [5 empty] | 4401990034
ITM0000709 | Long wipe Contact | LONG WIPE CONTACT | NUMBER | 0 | [5 empty] | 4405990017
ITM0000710 | Lug For 300 sq. mm Copper Conductor | LUG FOR 300 SQ. MM COPPER CONDUCTOR | NUMBER | 0 |  |  |  | ELECTRICAL , HARDWAR |  | 0509030012
ITM0000711 | Lug For Al. Conductor (For 25 Sq. Mm) | LUG FOR AL. CONDUCTOR (FOR 25 SQ. MM) | NUMBER | 0 | [5 empty] | 0509030081
ITM0000712 | Lug For Copper Conductor (For 185 Sq. Mm) | LUG FOR COPPER CONDUCTOR (FOR 185 SQ. MM) | NUMBER | 0 |  |  |  | ELECTRICAL , HARDWAR |  | 0509030011
ITM0000713 | Lug For Copper Conductor (For 25 Sq. Mm) | LUG FOR COPPER CONDUCTOR (FOR 25 SQ. MM) | NUMBER | 0 | [5 empty] | 0509030005
ITM0000714 | Lug For Copper Conductor (For 35 Sq. Mm) | LUG FOR COPPER CONDUCTOR (FOR 35 SQ. MM) | NUMBER | 0 | [5 empty] | 0509030006
ITM0000715 | Lug For Copper Conductor (For 95 Sq. mm) | LUG FOR COPPER CONDUCTOR (FOR 95 SQ. MM) | NUMBER | 0 | [5 empty] | 0509030009
ITM0000716 | Lug For Copper terminal (For 120 Sq. Mm) | LUG FOR COPPER TERMINAL (FOR 120 SQ. MM) | NUMBER | 0 |  |  |  | ELECTRICAL , HARDWAR |  | 0509030010
ITM0000717 | Lug, AAC terminal, 70 mm2 Aerial cable | LUG, AAC TERMINAL, 70 MM2 AERIAL CABLE | NUMBER | 0 | [5 empty] | 0509030014
ITM0000718 | Luminous Push Button Red | LUMINOUS PUSH BUTTON RED | NUMBER | 0 |  |  |  | TRANSFORMERS , REGUL |  | 1103090040
ITM0000719 | MCCB-100 Amps. | MCCB-100 AMPS. | NUMBER | 0 | [5 empty] | 2301010001
ITM0000720 | MDPE Sheath repair sleeve & Kit for 132 kV 1x500 mm2 XLPE Cu. | MDPE SHEATH REPAIR SLEEVE & KIT FOR 132 KV 1X500 MM2 XLPE CU. | NUMBER | 0 | [5 empty] | 0515990001
ITM0000721 | MK Box | MK BOX | NUMBER | 0 | [5 empty] | 7002990004
ITM0000722 | Magnetic Contactor auxiliary contact block | MAGNETIC CONTACTOR AUXILIARY CONTACT BLOCK | NUMBER | 0 | [5 empty] | 2307990001
ITM0000723 | Main Tank Gasket | MAIN TANK GASKET | NUMBER | 0 | [5 empty] | 4405990022
ITM0000724 | Male Contact for 1250 Amps CB for 33 kV Switchgear, Type: KYN 25-35 | MALE CONTACT FOR 1250 AMPS CB FOR 33 KV SWITCHGEAR, TYPE: KYN 25-35 | NUMBER | 0 |  |  |  | 33 KV-BREAKERS |  | 4405020137
ITM0000725 | Male Contact for 33 kV 1250A Vacuum Circuit Breaker | MALE CONTACT FOR 33 KV 1250A VACUUM CIRCUIT BREAKER | NUMBER | 0 |  |  |  | 33 KV-BREAKERS |  | 4405020136
ITM0000726 | Male Contact for 33 kV 2000A Vacuum Circuit Breaker | MALE CONTACT FOR 33 KV 2000A VACUUM CIRCUIT BREAKER | NUMBER | 0 |  |  |  | 33 KV-BREAKERS |  | 4405020130
ITM0000727 | Manual Trip Valve-Art no. 2541-19241G | MANUAL TRIP VALVE-ART NO. 2541-19241G | NUMBER | 0 | [5 empty] | 4705010001
ITM0000728 | Marshalling Box | MARSHALLING BOX | PIECE | 0 | [5 empty] | 1105990002
ITM0000729 | Mercury balb 160 watt | MERCURY BALB 160 WATT | NUMBER | 0 | [5 empty] | 2503990008
ITM0000730 | Meter Card | METER CARD | NUMBER | 0 | [5 empty] | 2109090023
ITM0000731 | Meter Reading Software (LS) | METER READING SOFTWARE (LS) | NUMBER | 0 | [5 empty] | 2105990004
ITM0000732 | Micro Ohm meter (Low Resistance Test Set) | MICRO OHM METER (LOW RESISTANCE TEST SET) | NUMBER | 0 |  |  |  | ELECTRICAL INSTRUMEN |  | 2101010052
ITM0000733 | Micro Switches For Pressure Relief Device,20/28 MVA | MICRO SWITCHES FOR PRESSURE RELIEF DEVICE,20/28 MVA | NUMBER | 0 | [5 empty] | 2307990002
ITM0000734 | Mid Span Joint - ANT | MID SPAN JOINT - ANT | NUMBER | 0 | [5 empty] | 0509030068
ITM0000735 | Mid Span Joint - Gopher | MID SPAN JOINT - GOPHER | NUMBER | 0 | [5 empty] | 0509030064
ITM0000736 | Mid Span Joint full tension type for DOG | MID SPAN JOINT FULL TENSION TYPE FOR DOG | NUMBER | 0 | [5 empty] | 0509030062
ITM0000737 | Mid Span Joint full tension type for WASP | MID SPAN JOINT FULL TENSION TYPE FOR WASP | NUMBER | 0 |  |  |  | ELECTRICAL , HARDWAR |  | 0509030066
ITM0000738 | Mid span joint - ANT | MID SPAN JOINT - ANT | NUMBER | 0 | [5 empty] | 0509030067
ITM0000739 | Mid span joint full tension - GROSSBEAK | MID SPAN JOINT FULL TENSION - GROSSBEAK | NUMBER | 0 | [5 empty] | 0509030059
ITM0000740 | Mid span joint full tension - MERLIN | MID SPAN JOINT FULL TENSION - MERLIN | NUMBER | 0 |  |  |  | ELECTRICAL , HARDWAR |  | 0509030060
ITM0000741 | Mid span joint full tension - RABBIT | MID SPAN JOINT FULL TENSION - RABBIT | NUMBER | 0 | [5 empty] | 0509030063
ITM0000742 | Mid span joint full tension - WOLF | MID SPAN JOINT FULL TENSION - WOLF | NUMBER | 0 | [5 empty] | 0509030061
ITM0000743 | Midddle Legs | MIDDDLE LEGS | NUMBER | 0 | [5 empty] | 1103990026
ITM0000744 | Midspan jointing Sleeve for ACSR Grosbeak (Full Tension) | MIDSPAN JOINTING SLEEVE FOR ACSR GROSBEAK (FULL TENSION) | NUMBER | 0 |  |  |  | ELECTRICAL , HARDWAR |  | 0509010080
ITM0000745 | Midspan jointing Sleeve for ACSR Merlin (Full Tension) | MIDSPAN JOINTING SLEEVE FOR ACSR MERLIN (FULL TENSION) | NUMBER | 0 | [5 empty] | 0509010081
ITM0000746 | Modem for Automated Meter Reading with Communication Cable - ECD210 | MODEM FOR AUTOMATED METER READING WITH COMMUNICATION CABLE - ECD210 | NUMBER | 0 |  |  |  | ENERGY METERS |  | 2109090035
ITM0000747 | Modem for Meter end | MODEM FOR METER END | NUMBER | 0 | [5 empty] | 2109090024
ITM0000748 | Molecular Sieve (PER DRUM) | MOLECULAR SIEVE (PER DRUM) | KILOGRAM | 0 | [5 empty] | 4405990019
ITM0000749 | Molecular Sieve(one container=125 kg) | MOLECULAR SIEVE(ONE CONTAINER=125 KG) | DRUM | 0 | [5 empty] | 4405990060
ITM0000750 | Moleculer Sleeve Type 13 X 2.5 01721102 | MOLECULER SLEEVE TYPE 13 X 2.5 01721102 | NUMBER | 0 | [5 empty] | 4405990029
ITM0000751 | Motor Gearbox ASSY 581019-A | MOTOR GEARBOX ASSY 581019-A | NUMBER | 0 | [5 empty] | 3101990011
ITM0000752 | Moving Contact | MOVING CONTACT | NUMBER | 0 | [5 empty] | 4405020031
ITM0000753 | Moving Scissor Contacts 571890-B | MOVING SCISSOR CONTACTS 571890-B | NUMBER | 0 | [5 empty] | 2301990002
ITM0000754 | NGR Box | NGR BOX | NUMBER | 0 | [5 empty] | 7002990005
ITM0000755 | Neutral Bushing (with Connector) | NEUTRAL BUSHING (WITH CONNECTOR) | NUMBER | 0 | [5 empty] | 1103170008
ITM0000756 | Neutral earth resistor panel 11 kV (NER) | NEUTRAL EARTH RESISTOR PANEL 11 KV (NER) | NUMBER | 0 | [5 empty] | 1103990022
ITM0000757 | Neutral earth resistor panel 33 kV (NER) | NEUTRAL EARTH RESISTOR PANEL 33 KV (NER) | NUMBER | 0 | [5 empty] | 1103990021
ITM0000758 | New connection book | NEW CONNECTION BOOK | NUMBER | 0 | [5 empty] | 3701130006
ITM0000759 | Nickel Cad Battery (48V) | NICKEL CAD BATTERY (48V) | NUMBER | 0 | [5 empty] | 3101030005
ITM0000760 | Nut & Boult M 16 X 50 | NUT & BOULT M 16 X 50 | NUMBER | 0 | [5 empty] | 4703020027
ITM0000761 | Nut Bolts (Loose) | NUT BOLTS (LOOSE) | BAG | 0 | [5 empty] | 4703020001
ITM0000762 | Nuts & Bolts Various size | NUTS & BOLTS VARIOUS SIZE | NUMBER | 0 |  |  |  | NUT, BOLTS, WASHERS |  | 4703020019
ITM0000763 | Nuts & Bolts with washer (70x20 mm) for clamp of support angle | NUTS & BOLTS WITH WASHER (70X20 MM) FOR CLAMP OF SUPPORT ANGLE | NUMBER | 0 | [5 empty] | 4703020030
ITM0000764 | Nuts & bolts 10x35mm | NUTS & BOLTS 10X35MM | NUMBER | 0 | [5 empty] | 4703020009
ITM0000765 | Nylon Locking Pin | NYLON LOCKING PIN | NUMBER | 0 | [5 empty] | 4703030004
ITM0000766 | OLTC - AT-333-44/300 RR3 of 35/50 MVA PXF at Ullon S/S | OLTC - AT-333-44/300 RR3 OF 35/50 MVA PXF AT ULLON S/S | SET | 0 | [5 empty] | 1103090003
ITM0000767 | OLTC Type AT-317-44/300 L3 of 20/28 MVA PXF | OLTC TYPE AT-317-44/300 L3 OF 20/28 MVA PXF | SET | 0 | [5 empty] | 1103090004
ITM0000768 | OLTC Type AT-317-44/300 RRS of 28/35 MVA PXF at BB S/S | OLTC TYPE AT-317-44/300 RRS OF 28/35 MVA PXF AT BB S/S | SET | 0 | [5 empty] | 1103090002
ITM0000769 | Oil Centrifuging Machine - 6000 L/H | OIL CENTRIFUGING MACHINE - 6000 L/H | SET | 0 |  |  |  | ELECTRICAL INSTRUMEN |  | 2101010028
ITM0000770 | Oil Centrifuging Machine-4000 L/H | OIL CENTRIFUGING MACHINE-4000 L/H | SET | 0 |  |  |  | ELECTRICAL INSTRUMEN |  | 2101010029
ITM0000771 | On Load Tap Changer (OLTC) for 28/35 MVA 132/11 KV Transformer. | ON LOAD TAP CHANGER (OLTC) FOR 28/35 MVA 132/11 KV TRANSFORMER. | NUMBER | 0 | [5 empty] | 1103090013
ITM0000772 | On Load Tap Changer (OLTC) Complete Set (EQ16) | ON LOAD TAP CHANGER (OLTC) COMPLETE SET (EQ16) | NUMBER | 0 | [5 empty] | 1103090014
ITM0000773 | On Load Tap Changer Type: ABS III 300 30 9 17 OC | ON LOAD TAP CHANGER TYPE: ABS III 300 30 9 17 OC | NUMBER | 0 | [5 empty] | 1103090022
ITM0000774 | On Load Tapchanger | ON LOAD TAPCHANGER | SET | 0 | [5 empty] | 1103090011
ITM0000775 | One Complete OLTC Type AT333 44/300 RR | ONE COMPLETE OLTC TYPE AT333 44/300 RR | NUMBER | 0 | [5 empty] | 1103090001
ITM0000776 | Operating Mechanism Type 85 XXEM | OPERATING MECHANISM TYPE 85 XXEM | NUMBER | 0 | [5 empty] | 2301150014
ITM0000777 | Optical Fiber Cable- Single Core | OPTICAL FIBER CABLE- SINGLE CORE | KILOMETER | 0 | [5 empty] | 0507010013
ITM0000778 | Optical Fiber Cable-24 Core | OPTICAL FIBER CABLE-24 CORE | KILOMETER | 0 |  |  |  | ELECTRICAL CABLES |  | 0507010004
ITM0000779 | Outer terminal stud. E6493688/03, 33/11 kV S/S | OUTER TERMINAL STUD. E6493688/03, 33/11 KV S/S | NUMBER | 0 | [5 empty] | 4405020037
ITM0000780 | P.T 11000/sqr.3 /110/sqr.3 B2225 | P.T 11000/SQR.3 /110/SQR.3 B2225 | NUMBER | 0 | [5 empty] | 1103050012
ITM0000781 | P.T Operating Handle for 11 kV Switiching | P.T OPERATING HANDLE FOR 11 KV SWITICHING | SET | 0 | [5 empty] | 4401990006
ITM0000782 | PG Clamp Bolted Type -ANT | PG CLAMP BOLTED TYPE -ANT | NUMBER | 0 | [5 empty] | 0503050009
ITM0000783 | PG Clamp Bolted Type -DOG | PG CLAMP BOLTED TYPE -DOG | NUMBER | 0 |  |  |  | POWER LINE METERIALS |  | 0503050006
ITM0000784 | PG Clamp Bolted Type -MERLIN | PG CLAMP BOLTED TYPE -MERLIN | NUMBER | 0 |  |  |  | POWER LINE METERIALS |  | 0503050005
ITM0000785 | PG Clamp Bolted Type -RABBIT | PG CLAMP BOLTED TYPE -RABBIT | NUMBER | 0 | [5 empty] | 0503050007
ITM0000786 | PG Clamp Bolted Type -WASP | PG CLAMP BOLTED TYPE -WASP | NUMBER | 0 |  |  |  | POWER LINE METERIALS |  | 0503050008
ITM0000787 | PG Clamp Comp type - WASP | PG CLAMP COMP TYPE - WASP | NUMBER | 0 | [5 empty] | 0503050012
ITM0000788 | PG Clamp Comp. Type -MERLIN | PG CLAMP COMP. TYPE -MERLIN | NUMBER | 0 | [5 empty] | 0503050010
ITM0000789 | PG Clamp Comp. type- ANT | PG CLAMP COMP. TYPE- ANT | NUMBER | 0 | [5 empty] | 0503050013
ITM0000790 | PG Clamp for 636 MCM | PG CLAMP FOR 636 MCM | NUMBER | 0 |  |  |  | POWER LINE METERIALS |  | 0503050030
ITM0000791 | PT 11000/110V (Bipolar, Indoor) | PT 11000/110V (BIPOLAR, INDOOR) | NUMBER | 0 | [5 empty] | 1103050011
ITM0000792 | PT 11000/110V (Bipolar, Outdoor) | PT 11000/110V (BIPOLAR, OUTDOOR) | NUMBER | 0 | [5 empty] | 1103050009
ITM0000793 | PT 11000/110V (Outdoor) | PT 11000/110V (OUTDOOR) | NUMBER | 0 | [5 empty] | 1103050008
ITM0000794 | PVC 1C 35mm2 XLPE Cable (Cu) | PVC 1C 35MM2 XLPE CABLE (CU) | MTR. | 0 | [5 empty] | 0507150001
ITM0000795 | PVC Cable end cap | PVC CABLE END CAP | NUMBER | 0 | [5 empty] | 0503050018
ITM0000796 | PVC Conductor Single core 70mm2 Cu. | PVC CONDUCTOR SINGLE CORE 70MM2 CU. | MTR. | 0 | [5 empty] | 0507150004
ITM0000797 | PVC Insulated Copper Wire ( 1 x 4 rm, NYY) | PVC INSULATED COPPER WIRE ( 1 X 4 RM, NYY) | KILOMETER | 0 | [5 empty] | 0507010011
ITM0000798 | Pad lock type meter seal (Blue) | PAD LOCK TYPE METER SEAL (BLUE) | NUMBER | 0 | [5 empty] | 2109090025
ITM0000799 | Partial Discharge (PD) Test Set | PARTIAL DISCHARGE (PD) TEST SET | SET | 0 | [5 empty] | 2101010037
ITM0000800 | Performed dead end - MERLIN | PERFORMED DEAD END - MERLIN | NUMBER | 0 | [5 empty] | 0509010046
ITM0000801 | Performed dead end- GROSSBEAK | PERFORMED DEAD END- GROSSBEAK | NUMBER | 0 | [5 empty] | 0509010045
ITM0000802 | Phase Sequence Meter | PHASE SEQUENCE METER | SET | 0 | [5 empty] | 2105190001
ITM0000803 | Pilot Cable | PILOT CABLE | MTR. | 0 | [5 empty] | 0507010001
ITM0000804 | Pin Insulator with pin 33 KV | PIN INSULATOR WITH PIN 33 KV | NUMBER | 0 | [5 empty] | 0511050005
ITM0000805 | Pin for 11 KV Pin Insulator | PIN FOR 11 KV PIN INSULATOR | NUMBER | 0 |  |  |  | ELECTRICAL INSULATIO |  | 0511050022
ITM0000806 | Pipe Busbar Clamp | PIPE BUSBAR CLAMP | NUMBER | 0 | [5 empty] | 0509010028
ITM0000807 | Plastic Ties 1000 mm | PLASTIC TIES 1000 MM | NUMBER | 0 | [5 empty] | 0515990018
ITM0000808 | Plastic Ties 650 mm | PLASTIC TIES 650 MM | NUMBER | 0 | [5 empty] | 0115990001
ITM0000809 | Plastic wire 0.05mm | PLASTIC WIRE 0.05MM | MTR. | 0 | [5 empty] | 7701990001
ITM0000810 | Plumbing Metal | PLUMBING METAL | LBS. | 0 | [5 empty] | 0515990019
ITM0000811 | Pole (Outdoor) Kit Term for 33 kV 1c 400mm2 XLPE (Cu) Cable | POLE (OUTDOOR) KIT TERM FOR 33 KV 1C 400MM2 XLPE (CU) CABLE | SET | 0 |  |  |  | CABLE KITS AND ACCES |  | 0515050008
ITM0000812 | Pole 12.0m Soo dan | POLE 12.0M SOO DAN | NUMBER | 0 | [5 empty] | 0501050005
ITM0000813 | Pole Band (38 X 16) mm (8 Inch) | POLE BAND (38 X 16) MM (8 INCH) | NUMBER | 0 | [5 empty] | 0503110032
ITM0000814 | Pole Band 50mm (with nut & bolt) | POLE BAND 50MM (WITH NUT & BOLT) | NUMBER | 0 |  |  |  | POWER LINE METERIALS |  | 0503110035
ITM0000815 | Pole Band Straps, Size 50 X 212 | POLE BAND STRAPS, SIZE 50 X 212 | NUMBER | 0 | [5 empty] | 0503110010
ITM0000816 | Pole Band Straps, Size 50 x 237 | POLE BAND STRAPS, SIZE 50 X 237 | NUMBER | 0 | [5 empty] | 0503110011
ITM0000817 | Pole Band With Nuts & Bolts | POLE BAND WITH NUTS & BOLTS | SET | 0 | [5 empty] | 0503110031
ITM0000818 | Pole Band with Strap (9 Inch) | POLE BAND WITH STRAP (9 INCH) | NUMBER | 0 | [5 empty] | 0503110033
ITM0000819 | Pole Bracket Strap 40mm- 12/13.5mm Pole (LT Rack) | POLE BRACKET STRAP 40MM- 12/13.5MM POLE (LT RACK) | NUMBER | 0 | [5 empty] | 0503130024
ITM0000820 | Pole Breaket Strap 50mm2 | POLE BREAKET STRAP 50MM2 | NUMBER | 0 | [5 empty] | 0503110036
ITM0000821 | Pole Clamp (10 inch) | POLE CLAMP (10 INCH) | NUMBER | 0 |  |  |  | POWER LINE METERIALS |  | 0503110039
ITM0000822 | Pole Clamp (6 inch) | POLE CLAMP (6 INCH) | NUMBER | 0 |  |  |  | POWER LINE METERIALS |  | 0503110037
ITM0000823 | Pole Clamp (8 inch) | POLE CLAMP (8 INCH) | NUMBER | 0 |  |  |  | POWER LINE METERIALS |  | 0503110038
ITM0000824 | Pole Clamp various size | POLE CLAMP VARIOUS SIZE | NUMBER | 0 | [5 empty] | 0503110021
ITM0000825 | Pole Kit 185 mm2 4c Al. | POLE KIT 185 MM2 4C AL. | SET | 0 | [5 empty] | 0515050058
ITM0000826 | Pole Kit 35 mm2 4c Al. | POLE KIT 35 MM2 4C AL. | SET | 0 | [5 empty] | 0515050056
ITM0000827 | Pole Kit 3c 35 mm2 for Aerial Cable | POLE KIT 3C 35 MM2 FOR AERIAL CABLE | SET | 0 | [5 empty] | 0515050055
ITM0000828 | Pole Kit 50 mm2 4c Al. | POLE KIT 50 MM2 4C AL. | SET | 0 | [5 empty] | 0515050057
ITM0000829 | Pole Kit without Insulator & Bracket 35 mm2 3c Al. | POLE KIT WITHOUT INSULATOR & BRACKET 35 MM2 3C AL. | SET | 0 | [5 empty] | 0515050053
ITM0000830 | Pole Mounting Bracket 50 X 8.5" | POLE MOUNTING BRACKET 50 X 8.5" | NUMBER | 0 |  |  |  | POWER LINE METERIALS |  | 0503130018
ITM0000831 | Pole Mounting Bracket 50mm | POLE MOUNTING BRACKET 50MM | NUMBER | 0 | [5 empty] | 0503130022
ITM0000832 | Pole Mounting Bracket 50mm - multi purpose | POLE MOUNTING BRACKET 50MM - MULTI PURPOSE | NUMBER | 0 | [5 empty] | 0503130023
ITM0000833 | Pole Termination Kit(Outdoor) for 400 V 4cx185 mm2 XLPE (Al) | POLE TERMINATION KIT(OUTDOOR) FOR 400 V 4CX185 MM2 XLPE (AL) | NUMBER | 0 | [5 empty] | 0515050066
ITM0000834 | Pole bend, four way tension set | POLE BEND, FOUR WAY TENSION SET | NUMBER | 0 | [5 empty] | 0503110014
ITM0000835 | Pole bracket straps 50 X 175 | POLE BRACKET STRAPS 50 X 175 | NUMBER | 0 | [5 empty] | 0503110022
ITM0000836 | Pole bracket straps 50 X 260 | POLE BRACKET STRAPS 50 X 260 | NUMBER | 0 | [5 empty] | 0503110023
ITM0000837 | Pole bracket straps 50 X 4" | POLE BRACKET STRAPS 50 X 4" | NUMBER | 0 | [5 empty] | 0503110025
ITM0000838 | Pole bracket straps 50 X 5.5" | POLE BRACKET STRAPS 50 X 5.5" | NUMBER | 0 | [5 empty] | 0503110026
ITM0000839 | Pole bracket straps 50 X 6.5" | POLE BRACKET STRAPS 50 X 6.5" | NUMBER | 0 | [5 empty] | 0503110027
ITM0000840 | Pole bracket straps 50 X 8.5" | POLE BRACKET STRAPS 50 X 8.5" | NUMBER | 0 | [5 empty] | 0503110028
ITM0000841 | Pole kit With Insulator& Bracket 50 mm2 3c Al. | POLE KIT WITH INSULATOR& BRACKET 50 MM2 3C AL. | SET | 0 | [5 empty] | 0515050054
ITM0000842 | Pole mounting bracket 50 X 207 | POLE MOUNTING BRACKET 50 X 207 | NUMBER | 0 |  |  |  | POWER LINE METERIALS |  | 0503130001
ITM0000843 | Pole mounting bracket 50 X 337 | POLE MOUNTING BRACKET 50 X 337 | NUMBER | 0 | [5 empty] | 0503130002
ITM0000844 | Pole mounting bracket 50 X 5.5" | POLE MOUNTING BRACKET 50 X 5.5" | NUMBER | 0 |  |  |  | POWER LINE METERIALS |  | 0503130016
ITM0000845 | Polythene paper | POLYTHENE PAPER | YARDS | 0 | [5 empty] | 0309990004
ITM0000846 | Portable LT Meter Testing Equipment | PORTABLE LT METER TESTING EQUIPMENT | NUMBER | 0 |  |  |  | INDICATING & RECORDI |  | 2105090010
ITM0000847 | Portable earthing equipment | PORTABLE EARTHING EQUIPMENT | NUMBER | 0 | [5 empty] | 2101990001
ITM0000848 | Post Insulator Structure | POST INSULATOR STRUCTURE | NUMBER | 0 | [5 empty] | 0509010035
ITM0000849 | Power Cable (415V 4 Core) | POWER CABLE (415V 4 CORE) | MTR. | 0 | [5 empty] | 0507990015
ITM0000850 | Power Cable 33 KV 1 x 185 mm2 | POWER CABLE 33 KV 1 X 185 MM2 | MTR. | 0 | [5 empty] | 0507990013
ITM0000851 | Power Distribution Board | POWER DISTRIBUTION BOARD | NUMBER | 0 | [5 empty] | 3101990005
ITM0000852 | Power Socket Box | POWER SOCKET BOX | NUMBER | 0 | [5 empty] | 7002990008
ITM0000853 | Preform (DOG) | PREFORM (DOG) | NUMBER | 0 |  |  |  | ELECTRICAL , HARDWAR |  | 0509010085
ITM0000854 | Preform (WASP) | PREFORM (WASP) | NUMBER | 0 |  |  |  | ELECTRICAL , HARDWAR |  | 0509010050
ITM0000855 | Preform Dead End - Aerial Cable | PREFORM DEAD END - AERIAL CABLE | NUMBER | 0 | [5 empty] | 0509010089
ITM0000856 | Preform Merlin Conductor | PREFORM MERLIN CONDUCTOR | SET | 0 | [5 empty] | 0509010078
ITM0000857 | Preform for Guy Wire | PREFORM FOR GUY WIRE | NUMBER | 0 | [5 empty] | 0509090007
ITM0000858 | Preformed Dead End 10 mm2 4c | PREFORMED DEAD END 10 MM2 4C | NUMBER | 0 | [5 empty] | 0509010051
ITM0000859 | Preformed Dead End 16 mm2 4c | PREFORMED DEAD END 16 MM2 4C | NUMBER | 0 | [5 empty] | 0509010053
ITM0000860 | Preformed Dead End 4 mm2 2c | PREFORMED DEAD END 4 MM2 2C | NUMBER | 0 | [5 empty] | 0509010052
ITM0000861 | Preformed dead end - ANT | PREFORMED DEAD END - ANT | NUMBER | 0 |  |  |  | ELECTRICAL , HARDWAR |  | 0509010049
ITM0000862 | Preformed grip - ANT | PREFORMED GRIP - ANT | NUMBER | 0 | [5 empty] | 0509010054
ITM0000863 | Primary Disconnects for 33KV VCB (Type VY-30 M25) | PRIMARY DISCONNECTS FOR 33KV VCB (TYPE VY-30 M25) | NUMBER | 0 | [5 empty] | 4405020080
ITM0000864 | Primary Disconnects: VCB Type: VK-10J20 Rated Current: 630A. | PRIMARY DISCONNECTS: VCB TYPE: VK-10J20 RATED CURRENT: 630A. | NUMBER | 0 | [5 empty] | 4405020087
ITM0000865 | Pully left with Swi 3 Ton Capacity | PULLY LEFT WITH SWI 3 TON CAPACITY | NUMBER | 0 | [5 empty] | 1301010006
ITM0000866 | Pully left with Swi 6Ton Capacity | PULLY LEFT WITH SWI 6TON CAPACITY | NUMBER | 0 | [5 empty] | 1301010007
ITM0000867 | Push Button Black | PUSH BUTTON BLACK | NUMBER | 0 |  |  |  | TRANSFORMERS , REGUL |  | 1103090009
ITM0000868 | Push Button Switch | PUSH BUTTON SWITCH | NUMBER | 0 | [5 empty] | 5010100001
ITM0000869 | Qualitrol Control Replacement Pressure Relief Valve ,20/28 MVA | QUALITROL CONTROL REPLACEMENT PRESSURE RELIEF VALVE ,20/28 MVA | NUMBER | 0 | [5 empty] | 2307990003
ITM0000870 | RMU (1 set = 8 Limb) | RMU (1 SET = 8 LIMB) | SET | 0 | [5 empty] | 4401020085
ITM0000871 | Radiator | RADIATOR | SET | 0 | [5 empty] | 1103990005
ITM0000872 | Raise/Lower Handle for VMV Circuit Breaker | RAISE/LOWER HANDLE FOR VMV CIRCUIT BREAKER | SET | 0 | [5 empty] | 4405020119
ITM0000873 | Rammer | RAMMER | NUMBER | 0 | [5 empty] | 0705010001
ITM0000874 | Ratchet 2 Ton | RATCHET 2 TON | NUMBER | 0 | [5 empty] | 0705990013
ITM0000875 | Ratchet Wheel (145KV, SF6 Circuit Breaker Spares) | RATCHET WHEEL (145KV, SF6 CIRCUIT BREAKER SPARES) | NUMBER | 0 | [5 empty] | 4405020121
ITM0000876 | Rating Plate for VMV Circuit Breaker | RATING PLATE FOR VMV CIRCUIT BREAKER | SET | 0 | [5 empty] | 4405020118
ITM0000877 | Rear Door Operating Handle for 11 kV Switiching | REAR DOOR OPERATING HANDLE FOR 11 KV SWITICHING | SET | 0 | [5 empty] | 4401990004
ITM0000878 | Relay Coil VDC 110 for VAD13 | RELAY COIL VDC 110 FOR VAD13 | NUMBER | 0 | [5 empty] | 4401990018
ITM0000879 | Repair sleeve non tension - ANT | REPAIR SLEEVE NON TENSION - ANT | NUMBER | 0 | [5 empty] | 0509010044
ITM0000880 | Repair sleeve non tension - DOG | REPAIR SLEEVE NON TENSION - DOG | NUMBER | 0 | [5 empty] | 0509010040
ITM0000881 | Repair sleeve non tension - GROSSBEAK | REPAIR SLEEVE NON TENSION - GROSSBEAK | NUMBER | 0 |  |  |  | ELECTRICAL , HARDWAR |  | 0509010036
ITM0000882 | Repair sleeve non tension - RABBIT | REPAIR SLEEVE NON TENSION - RABBIT | NUMBER | 0 | [5 empty] | 0509010041
ITM0000883 | Repair sleeve non tension - WOLF | REPAIR SLEEVE NON TENSION - WOLF | NUMBER | 0 | [5 empty] | 0509010039
ITM0000884 | Repair sleeve non tension WASP | REPAIR SLEEVE NON TENSION WASP | NUMBER | 0 |  |  |  | ELECTRICAL , HARDWAR |  | 0509010043
ITM0000885 | Repair sleeve non tension comp-MERLIN | REPAIR SLEEVE NON TENSION COMP-MERLIN | NUMBER | 0 | [5 empty] | 0509010038
ITM0000886 | Repairing Sleeve (Merlin) | REPAIRING SLEEVE (MERLIN) | NUMBER | 0 |  |  |  | ELECTRICAL , HARDWAR |  | 0509010076
ITM0000887 | Retchet 1 Ton | RETCHET 1 TON | NUMBER | 0 | [5 empty] | 0705990012
ITM0000888 | Rod Armour preformed simple ACSR 100 mm2 | ROD ARMOUR PREFORMED SIMPLE ACSR 100 MM2 | SET | 0 | [5 empty] | 0509010063
ITM0000889 | Rotary Hummer Brand Mukita | ROTARY HUMMER BRAND MUKITA | NUMBER | 0 | [5 empty] | 0705010005
ITM0000890 | Rubber Mat | RUBBER MAT | NUMBER | 0 | [5 empty] | 0307990002
ITM0000891 | SF6 Gas Analyzer | SF6 GAS ANALYZER | SET | 0 | [5 empty] | 4405020123
ITM0000892 | SF6 Gas Dew Point Test Set | SF6 GAS DEW POINT TEST SET | NUMBER | 0 | [5 empty] | 4405020058
ITM0000893 | SF6 Gas Leakage Dectector | SF6 GAS LEAKAGE DECTECTOR | NUMBER | 0 | [5 empty] | 4405020060
ITM0000894 | SF6 Gas Pressure Monitoring Switch | SF6 GAS PRESSURE MONITORING SWITCH | SET | 0 | [5 empty] | 4405020057
ITM0000895 | SF6 Gas Presure Switch | SF6 GAS PRESURE SWITCH | NUMBER | 0 | [5 empty] | 4405990034
ITM0000896 | SF6 Gas Purity Test Set | SF6 GAS PURITY TEST SET | NUMBER | 0 | [5 empty] | 4405020059
ITM0000897 | SF6 Gas recovery & refilling Device ( Storage Capacity 300 liter ) | SF6 GAS RECOVERY & REFILLING DEVICE ( STORAGE CAPACITY 300 LITER ) | SET | 0 | [5 empty] | 4405020124
ITM0000898 | SWG-14 Super Enameled Copper Wire | SWG-14 SUPER ENAMELED COPPER WIRE | KILOGRAM | 0 |  |  |  | ELECTRICAL CABLES |  | 0507210001
ITM0000899 | SWG-16 Super Enameled Copper Wire | SWG-16 SUPER ENAMELED COPPER WIRE | KILOGRAM | 0 |  |  |  | ELECTRICAL CABLES |  | 0507210002
ITM0000900 | SWG-17 Super Enameled Copper Wire | SWG-17 SUPER ENAMELED COPPER WIRE | KILOGRAM | 0 |  |  |  | ELECTRICAL CABLES |  | 0507210003
ITM0000901 | Safety Belt | SAFETY BELT | NUMBER | 0 |  |  |  | TOOLS-MISCELLANEOUS |  | 0705170001
ITM0000902 | Safety Valve-Art no.704A4969 | SAFETY VALVE-ART NO.704A4969 | NUMBER | 0 | [5 empty] | 4705010002
ITM0000903 | Seal art no.995A1412Y | SEAL ART NO.995A1412Y | NUMBER | 0 | [5 empty] | 1103990009
ITM0000904 | Seal-Art no 251-69003Z | SEAL-ART NO 251-69003Z | NUMBER | 0 | [5 empty] | 2109990031
ITM0000905 | Sealing Ends with Complete termination Kit for 132 kV Under ground cable 1x500 mm2 (Cu.) | SEALING ENDS WITH COMPLETE TERMINATION KIT FOR 132 KV UNDER GROUND CABLE 1X500 MM2 (CU.) | SET | 0 | [5 empty] | 0515030002
ITM0000906 | Secondary Contact Block for VMV Circuit Breaker | SECONDARY CONTACT BLOCK FOR VMV CIRCUIT BREAKER | SET | 0 | [5 empty] | 4405020109
ITM0000907 | Secondary Contact Socket for VMV Circuit Breaker | SECONDARY CONTACT SOCKET FOR VMV CIRCUIT BREAKER | SET | 0 | [5 empty] | 4405020110
ITM0000908 | Selector Switch- Art no. 995A1238 | SELECTOR SWITCH- ART NO. 995A1238 | NUMBER | 0 | [5 empty] | 4405990055
ITM0000909 | Self Amalgamating Rubber Tape | SELF AMALGAMATING RUBBER TAPE | ROLL | 0 | [5 empty] | 0515990013
ITM0000910 | Server Database Software (Microsoft SQL Server 2008 R2 Enterprise for Server Database) | SERVER DATABASE SOFTWARE (MICROSOFT SQL SERVER 2008 R2 ENTERPRISE FOR SERVER DATABASE) | NUMBER | 0 | [5 empty] | 2701110012
ITM0000911 | Service Bale | SERVICE BALE | NUMBER | 0 | [5 empty] | 0503190001
ITM0000912 | Service Box | SERVICE BOX | NUMBER | 0 | [5 empty] | 0503190002
ITM0000913 | Service Clamp (For 15 M Pole). | SERVICE CLAMP (FOR 15 M POLE). | SET | 0 | [5 empty] | 0503110040
ITM0000914 | Service Ring for 10 meter Pole | SERVICE RING FOR 10 METER POLE | NUMBER | 0 | [5 empty] | 0503110043
ITM0000915 | Service Ring for 12 meter Pole | SERVICE RING FOR 12 METER POLE | NUMBER | 0 |  |  |  | POWER LINE METERIALS |  | 0503110042
ITM0000916 | Service Ring for 15 meter Pole | SERVICE RING FOR 15 METER POLE | NUMBER | 0 | [5 empty] | 0503110041
ITM0000917 | Set Consisting of Tap Changer accessories, Motor Drive Unit & Motor Drive Accessories | SET CONSISTING OF TAP CHANGER ACCESSORIES, MOTOR DRIVE UNIT & MOTOR DRIVE ACCESSORIES | SET | 0 |  |  |  | TRANSFORMERS , REGUL |  | 1103090010
ITM0000918 | Shackle Insulator (400 Volt) | SHACKLE INSULATOR (400 VOLT) | NUMBER | 0 | [5 empty] | 0511050019
ITM0000919 | Shear Pin for Tie | SHEAR PIN FOR TIE | NUMBER | 0 | [5 empty] | 4703030005
ITM0000920 | Shim Plate | SHIM PLATE | NUMBER | 0 | [5 empty] | 4401990035
ITM0000921 | Short Wipe Contact | SHORT WIPE CONTACT | NUMBER | 0 | [5 empty] | 4405990016
ITM0000922 | Side Lock Tie Merlin | SIDE LOCK TIE MERLIN | NUMBER | 0 | [5 empty] | 0505050007
ITM0000923 | Side Lock tie -Dog | SIDE LOCK TIE -DOG | NUMBER | 0 |  |  |  | ELECTRICAL CONDUCTOR |  | 0505050008
ITM0000924 | Side Mounting Bracket | SIDE MOUNTING BRACKET | NUMBER | 0 |  |  |  | POWER LINE METERIALS |  | 0503130012
ITM0000925 | Side Mounting Bracket (2 Way) | SIDE MOUNTING BRACKET (2 WAY) | NUMBER | 0 | [5 empty] | 0503130021
ITM0000926 | Silica gel | SILICA GEL | KILOGRAM | 0 | [5 empty] | 7099990005
ITM0000927 | Silica gel for power transformer (Big pot) | SILICA GEL FOR POWER TRANSFORMER (BIG POT) | NUMBER | 0 | [5 empty] | 1103990001
ITM0000928 | Silica gel for power transformer (Small pot) | SILICA GEL FOR POWER TRANSFORMER (SMALL POT) | NUMBER | 0 | [5 empty] | 1103990002
ITM0000929 | Silicon Front Cap - 58404902 | SILICON FRONT CAP - 58404902 | NUMBER | 0 |  |  |  | TRANSFORMERS , REGUL |  | 1103090032
ITM0000930 | Silicon Rubber O ring- Art no.2512-393 | SILICON RUBBER O RING- ART NO.2512-393 | NUMBER | 0 | [5 empty] | 4705990002
ITM0000931 | Silicon Rubber O ring- Art no.2512-3931 | SILICON RUBBER O RING- ART NO.2512-3931 | NUMBER | 0 | [5 empty] | 4705990001
ITM0000932 | Single Phase Pre-Payment Energy Meter | SINGLE PHASE PRE-PAYMENT ENERGY METER | NUMBER | 0 |  |  |  | INDICATING & RECORDI |  | 2105110001
ITM0000933 | Single Phase Unit-Art no. 991A291 | SINGLE PHASE UNIT-ART NO. 991A291 | NUMBER | 0 | [5 empty] | 2105990006
ITM0000934 | Single phase meter | SINGLE PHASE METER | NUMBER | 0 | [5 empty] | 2109070002
ITM0000935 | Single phase solid state type energy Meter | SINGLE PHASE SOLID STATE TYPE ENERGY METER | NUMBER | 0 | [5 empty] | 2109070001
ITM0000936 | Skt Screw Set M4X6 | SKT SCREW SET M4X6 | SET | 0 | [5 empty] | 4405020071
ITM0000937 | Small anchor Block | SMALL ANCHOR BLOCK | NUMBER | 0 | [5 empty] | 0509090012
ITM0000938 | Smart Mobile Phone | SMART MOBILE PHONE | NUMBER | 0 | [5 empty] | 2701110001
ITM0000939 | Solder | SOLDER | NUMBER | 0 | [5 empty] | 0705230001
ITM0000940 | Spacer, Drive Link, Pins | SPACER, DRIVE LINK, PINS | NUMBER | 0 | [5 empty] | 4401990033
ITM0000941 | Spacer- Art no. 994A2617 | SPACER- ART NO. 994A2617 | NUMBER | 0 | [5 empty] | 4405990059
ITM0000942 | Spare 11 kV Cast Resin Insulated CT of 150/5 ratio | SPARE 11 KV CAST RESIN INSULATED CT OF 150/5 RATIO | NUMBER | 0 | [5 empty] | 2109090010
ITM0000943 | Spare 11 kV Cast Resin Insulated CT of 30/5 ratio | SPARE 11 KV CAST RESIN INSULATED CT OF 30/5 RATIO | NUMBER | 0 | [5 empty] | 2109090008
ITM0000944 | Spare 11 kV Cast Resin Insulated CT of 60/5 ratio | SPARE 11 KV CAST RESIN INSULATED CT OF 60/5 RATIO | NUMBER | 0 | [5 empty] | 2109090009
ITM0000945 | Spare 11 kV Cast resin Insulated Potential Transformer, 11000/3/110Volt//3 Volts | SPARE 11 KV CAST RESIN INSULATED POTENTIAL TRANSFORMER, 11000/3/110VOLT//3 VOLTS | NUMBER | 0 | [5 empty] | 2109090011
ITM0000946 | Spare 11kV Cast Resin Insulated CT of 15/5 ratio | SPARE 11KV CAST RESIN INSULATED CT OF 15/5 RATIO | NUMBER | 0 | [5 empty] | 2109090007
ITM0000947 | Spare Bus bar spout bushing for 11 KV VCB (Type : HS2010M-06MF-NE) | SPARE BUS BAR SPOUT BUSHING FOR 11 KV VCB (TYPE : HS2010M-06MF-NE) | SET | 0 | [5 empty] | 7003990010
ITM0000948 | Spare Bus bar spout bushing for 11 KV VCB (Type : HS2010M-20MF-NE) | SPARE BUS BAR SPOUT BUSHING FOR 11 KV VCB (TYPE : HS2010M-20MF-NE) | SET | 0 | [5 empty] | 7003990011
ITM0000949 | Spare Bus bar spout bushing for 11 kV VCB (Type HS2010M-12MF-NE) | SPARE BUS BAR SPOUT BUSHING FOR 11 KV VCB (TYPE HS2010M-12MF-NE) | SET | 0 | [5 empty] | 7003990012
ITM0000950 | Spare CT 200/5A | SPARE CT 200/5A | SET | 0 | [5 empty] | 2109090006
ITM0000951 | Spare CT 400/5A | SPARE CT 400/5A | SET | 0 | [5 empty] | 2109090015
ITM0000952 | Spare CT for 11 kV Indoor Metering Unit,400/5 Amps | SPARE CT FOR 11 KV INDOOR METERING UNIT,400/5 AMPS | NUMBER | 0 | [5 empty] | 2109090021
ITM0000953 | Spare CT for 11 kV Indoor Metering Unit,60/5 Amps | SPARE CT FOR 11 KV INDOOR METERING UNIT,60/5 AMPS | NUMBER | 0 | [5 empty] | 2109090014
ITM0000954 | Spare CT for 11 kV Outdoor Metering Unit,15/5 Amps | SPARE CT FOR 11 KV OUTDOOR METERING UNIT,15/5 AMPS | NUMBER | 0 | [5 empty] | 2109090003
ITM0000955 | Spare CT for 11 kV Outdoor Metering Unit,150/5 Amps | SPARE CT FOR 11 KV OUTDOOR METERING UNIT,150/5 AMPS | NUMBER | 0 | [5 empty] | 2109090016
ITM0000956 | Spare CT for 11 kV Outdoor Metering Unit,30/5 Amps | SPARE CT FOR 11 KV OUTDOOR METERING UNIT,30/5 AMPS | NUMBER | 0 | [5 empty] | 2109090004
ITM0000957 | Spare CT for 11 kV Outdoor Metering Unit,300/5 Amps | SPARE CT FOR 11 KV OUTDOOR METERING UNIT,300/5 AMPS | NUMBER | 0 | [5 empty] | 2109090017
ITM0000958 | Spare CT for 11 kV Outdoor Metering Unit,60/5 Amps | SPARE CT FOR 11 KV OUTDOOR METERING UNIT,60/5 AMPS | NUMBER | 0 | [5 empty] | 2109090005
ITM0000959 | Spare Cable spout bushing with C.T (1600/5Amp) for 11 KV VCB (Type : HS2010M-20MF-NE) | SPARE CABLE SPOUT BUSHING WITH C.T (1600/5AMP) FOR 11 KV VCB (TYPE : HS2010M-20MF-NE) | PIECE | 0 | [5 empty] | 7003990009
ITM0000960 | Spare Cable spout bushing with C.T (400/5A) for 11 KV VCB (Type : HS2010M-06MF-NE) | SPARE CABLE SPOUT BUSHING WITH C.T (400/5A) FOR 11 KV VCB (TYPE : HS2010M-06MF-NE) | PIECE | 0 | [5 empty] | 7003990007
ITM0000961 | Spare Cable spout bushing with C.T (800/1A) for 11 KV VCB (Type : HS2010MF-NE) | SPARE CABLE SPOUT BUSHING WITH C.T (800/1A) FOR 11 KV VCB (TYPE : HS2010MF-NE) | PIECE | 0 | [5 empty] | 7003990008
ITM0000962 | Spare Closing coil for 11 KV VCB (Type : HS2010M-06MF-NE) | SPARE CLOSING COIL FOR 11 KV VCB (TYPE : HS2010M-06MF-NE) | PIECE | 0 | [5 empty] | 4401020073
ITM0000963 | Spare Closing coil for 11 KV VCB (Type : HS2010M-20MF-NE) | SPARE CLOSING COIL FOR 11 KV VCB (TYPE : HS2010M-20MF-NE) | PIECE | 0 | [5 empty] | 4401020075
ITM0000964 | Spare Closing coil for 11 kV VCB (Type : HS2010MF-NE) | SPARE CLOSING COIL FOR 11 KV VCB (TYPE : HS2010MF-NE) | PIECE | 0 | [5 empty] | 4401020074
ITM0000965 | Spare Fixed contact (For OLTC-EQ16) | SPARE FIXED CONTACT (FOR OLTC-EQ16) | NUMBER | 0 | [5 empty] | 1103090015
ITM0000966 | Spare Flange to selector tank with seal (For OLTC-EQ16) | SPARE FLANGE TO SELECTOR TANK WITH SEAL (FOR OLTC-EQ16) | NUMBER | 0 | [5 empty] | 1103090018
ITM0000967 | Spare Fuse Barrel for 11 kV. DOF | SPARE FUSE BARREL FOR 11 KV. DOF | NUMBER | 0 | [5 empty] | 2305110012
ITM0000968 | Spare Fuse link for 11 kV DOF | SPARE FUSE LINK FOR 11 KV DOF | NUMBER | 0 | [5 empty] | 2305110011
ITM0000969 | Spare Gasket (For OLTC-EQ16) | SPARE GASKET (FOR OLTC-EQ16) | NUMBER | 0 | [5 empty] | 1103090012
ITM0000970 | Spare HRC Fuse100A | SPARE HRC FUSE100A | NUMBER | 0 | [5 empty] | 4401990012
ITM0000971 | Spare LT CT 3 phase 4 wire Meter | SPARE LT CT 3 PHASE 4 WIRE METER | NUMBER | 0 |  |  |  | ENERGY METERS |  | 2109070005
ITM0000972 | Spare LT CT Meter 3 phase 4 wire with Test Terminal Block | SPARE LT CT METER 3 PHASE 4 WIRE WITH TEST TERMINAL BLOCK | NUMBER | 0 |  |  |  | ENERGY METERS |  | 2109070004
ITM0000973 | Spare Limit switch (For OLTC-EQ16) | SPARE LIMIT SWITCH (FOR OLTC-EQ16) | NUMBER | 0 | [5 empty] | 1103090019
ITM0000974 | Spare Main Moving contact (For OLTC-EQ16) | SPARE MAIN MOVING CONTACT (FOR OLTC-EQ16) | NUMBER | 0 | [5 empty] | 1103090016
ITM0000975 | Spare PT for 11 kV metering unit outdoor | SPARE PT FOR 11 KV METERING UNIT OUTDOOR | NUMBER | 0 | [5 empty] | 2109090002
ITM0000976 | Spare Part(s)/ Modification Protective Relay, RS2001 | SPARE PART(S)/ MODIFICATION PROTECTIVE RELAY, RS2001 | NUMBER | 0 |  |  |  | TRANSFORMERS , REGUL |  | 1103090044
ITM0000977 | Spare Retaining switch (For OLTC-EQ16) | SPARE RETAINING SWITCH (FOR OLTC-EQ16) | NUMBER | 0 | [5 empty] | 1103090020
ITM0000978 | Spare Spring charging motor for 11 KV VCB (Type : HS2010M-20MF-NE) | SPARE SPRING CHARGING MOTOR FOR 11 KV VCB (TYPE : HS2010M-20MF-NE) | PIECE | 0 | [5 empty] | 4401020081
ITM0000979 | Spare Spring charging motor for 11 KV VCB (Type : HS2010MF-NE) | SPARE SPRING CHARGING MOTOR FOR 11 KV VCB (TYPE : HS2010MF-NE) | PIECE | 0 | [5 empty] | 4401020080
ITM0000980 | Spare Step by step relay (For OLTC-EQ16) | SPARE STEP BY STEP RELAY (FOR OLTC-EQ16) | NUMBER | 0 | [5 empty] | 1103090021
ITM0000981 | Spare Transition Resister (For OLTC-EQ16) | SPARE TRANSITION RESISTER (FOR OLTC-EQ16) | NUMBER | 0 | [5 empty] | 1103090017
ITM0000982 | Spare Tripping coil for 11 KV VCB (Type : HS2010M-06MF-NE) | SPARE TRIPPING COIL FOR 11 KV VCB (TYPE : HS2010M-06MF-NE) | PIECE | 0 | [5 empty] | 4401020076
ITM0000983 | Spare Tripping coil for 11 KV VCB (Type : HS2010MF-NE) | SPARE TRIPPING COIL FOR 11 KV VCB (TYPE : HS2010MF-NE) | PIECE | 0 | [5 empty] | 4401020077
ITM0000984 | Spare Tripping coil for 11 kV VCB (Type : HS2010M-20MF-NE) | SPARE TRIPPING COIL FOR 11 KV VCB (TYPE : HS2010M-20MF-NE) | PIECE | 0 | [5 empty] | 4401020078
ITM0000985 | Spare Vacuum interrupter (vacuum Bottle) for 11 KV VCB (Type : HS2010M-20MF-NE) | SPARE VACUUM INTERRUPTER (VACUUM BOTTLE) FOR 11 KV VCB (TYPE : HS2010M-20MF-NE) | PIECE | 0 | [5 empty] | 4401020072
ITM0000986 | Spare Vacuum interrupter (vacuum Bottle) for 11 KV VCB (Type : HS2010MF-NE) | SPARE VACUUM INTERRUPTER (VACUUM BOTTLE) FOR 11 KV VCB (TYPE : HS2010MF-NE) | PIECE | 0 | [5 empty] | 4401020071
ITM0000987 | Spare parts 33 kV PT with isolable trolley PT Ratio (33000/1.73)/(110/1.73) V Class/Burden 0.5 | SPARE PARTS 33 KV PT WITH ISOLABLE TROLLEY PT RATIO (33000/1.73)/(110/1.73) V CLASS/BURDEN 0.5 | SET | 0 | [5 empty] | 1103050023
ITM0000988 | Spout Bushing For Cable Side 1322A502 | SPOUT BUSHING FOR CABLE SIDE 1322A502 | NUMBER | 0 | [5 empty] | 7003990006
ITM0000989 | Spring Art no.3240A,SF6 Ct Breaker | SPRING ART NO.3240A,SF6 CT BREAKER | NUMBER | 0 | [5 empty] | 4405990049
ITM0000990 | Spring Art no.3240A129 | SPRING ART NO.3240A129 | NUMBER | 0 | [5 empty] | 4405990050
ITM0000991 | Spring Charging Handle for 11 kV Switiching | SPRING CHARGING HANDLE FOR 11 KV SWITICHING | SET | 0 | [5 empty] | 4401990005
ITM0000992 | Spring Charging Motor 240V 975A976 | SPRING CHARGING MOTOR 240V 975A976 | NUMBER | 0 | [5 empty] | 4401990026
ITM0000993 | Spring Charging motor | SPRING CHARGING MOTOR | NUMBER | 0 | [5 empty] | 4405030001
ITM0000994 | Spring charging motor 110V DC for 11 KV Switchgear (Type : HS2010M-06MF-NE) | SPRING CHARGING MOTOR 110V DC FOR 11 KV SWITCHGEAR (TYPE : HS2010M-06MF-NE) | PIECE | 0 | [5 empty] | 4401020079
ITM0000995 | Spring charging motor 230V AC (Crompton) (145KV, SF6 Circuit Breaker Spares) | SPRING CHARGING MOTOR 230V AC (CROMPTON) (145KV, SF6 CIRCUIT BREAKER SPARES) | NUMBER | 0 | [5 empty] | 4405020093
ITM0000996 | Spring charging motor 240V AC(Crompton) (33KV,1250Amps SF6) | SPRING CHARGING MOTOR 240V AC(CROMPTON) (33KV,1250AMPS SF6) | NUMBER | 0 | [5 empty] | 4405020092
ITM0000997 | Spring operating mechanism for 33KV VCB (Type VY-30 M25) | SPRING OPERATING MECHANISM FOR 33KV VCB (TYPE VY-30 M25) | NUMBER | 0 | [5 empty] | 4405020081
ITM0000998 | Stainless Steel Binding Tap | STAINLESS STEEL BINDING TAP | MTR. | 0 | [5 empty] | 0509010082
ITM0000999 | Stainless Steel Buckles (Buckle for Steeel Tape) | STAINLESS STEEL BUCKLES (BUCKLE FOR STEEEL TAPE) | NUMBER | 0 | [5 empty] | 0503090002
ITM0001000 | Starter (Tube light) | STARTER (TUBE LIGHT) | NUMBER | 0 | [5 empty] | 2503990005
ITM0001001 | Stay Insulator | STAY INSULATOR | NUMBER | 0 | [5 empty] | 0511150004
ITM0001002 | Stay rod & trun buckle with thimble | STAY ROD & TRUN BUCKLE WITH THIMBLE | NUMBER | 0 | [5 empty] | 0509090010
ITM0001003 | Stay straps | STAY STRAPS | NUMBER | 0 | [5 empty] | 0509090017
ITM0001004 | Stay straps & thimble | STAY STRAPS & THIMBLE | NUMBER | 0 | [5 empty] | 0509090011
ITM0001005 | Stay wire | STAY WIRE | MTR. | 0 | [5 empty] | 0509090028
ITM0001006 | Steel Channel 4'-11' x 2.5"x2.5" | STEEL CHANNEL 4'-11' X 2.5"X2.5" | NUMBER | 0 | [5 empty] | 1101030012
ITM0001007 | Steel Channel 4'-7' x 4"x4" | STEEL CHANNEL 4'-7' X 4"X4" | NUMBER | 0 | [5 empty] | 1101030013
ITM0001008 | Steel Tape Earthing | STEEL TAPE EARTHING | MTR. | 0 | [5 empty] | 0503150002
ITM0001009 | Steel Wire Clip | STEEL WIRE CLIP | NUMBER | 0 |  |  |  | ELECTRICAL , HARDWAR |  | 0509090034
ITM0001010 | Steel Wire standerd guy 50 mm2 | STEEL WIRE STANDERD GUY 50 MM2 | KILOMETER | 0 | [5 empty] | 0509090030
ITM0001011 | Stop Valve-Art no.795A715 | STOP VALVE-ART NO.795A715 | NUMBER | 0 | [5 empty] | 4705030005
ITM0001012 | Straight Through Joint for 11KV 3c 300mm2 XLPE (Cu) Cable | STRAIGHT THROUGH JOINT FOR 11KV 3C 300MM2 XLPE (CU) CABLE | SET | 0 |  |  |  | CABLE KITS AND ACCES |  | 0515050015
ITM0001013 | Straight join kit (indoor) for 4c XPLE (Cu) 95 mm2 | STRAIGHT JOIN KIT (INDOOR) FOR 4C XPLE (CU) 95 MM2 | NUMBER | 0 | [5 empty] | 0515010027
ITM0001014 | Straight joint Complete for 132 kV Under ground cable 1x500mm2 XLPE (Cu.) | STRAIGHT JOINT COMPLETE FOR 132 KV UNDER GROUND CABLE 1X500MM2 XLPE (CU.) | NUMBER | 0 |  |  |  | CABLE KITS AND ACCES |  | 0515010003
ITM0001015 | Submarine 150mm2 1c Cu cable | SUBMARINE 150MM2 1C CU CABLE | MTR. | 0 | [5 empty] | 0507990002
ITM0001016 | Sulphur Hexafluride (SF6) Gas (1 Cylinder = 50 kg) | SULPHUR HEXAFLURIDE (SF6) GAS (1 CYLINDER = 50 KG) | CYLINDER | 0 |  |  |  | GASES-CHEMICAL & GAS |  | 4502040001
ITM0001017 | Surge Finger test plug | SURGE FINGER TEST PLUG | NUMBER | 0 | [5 empty] | 2101010025
ITM0001018 | Surge Monitor | SURGE MONITOR | NUMBER | 0 | [5 empty] | 2305990001
ITM0001019 | Suspension Clamp (Dog) | SUSPENSION CLAMP (DOG) | NUMBER | 0 | [5 empty] | 0509010018
ITM0001020 | Suspension Clamp (Merlin) | SUSPENSION CLAMP (MERLIN) | NUMBER | 0 | [5 empty] | 0509010015
ITM0001021 | Suspension Clamp - Gopher | SUSPENSION CLAMP - GOPHER | NUMBER | 0 | [5 empty] | 0509010027
ITM0001022 | Suspension Clamp for ACSR Grosbeak | SUSPENSION CLAMP FOR ACSR GROSBEAK | NUMBER | 0 |  |  |  | ELECTRICAL , HARDWAR |  | 0509010075
ITM0001023 | Suspension hard ware | SUSPENSION HARD WARE | SET | 0 | [5 empty] | 1501990001
ITM0001024 | Switch Gear Panel Busbar | SWITCH GEAR PANEL BUSBAR | NUMBER | 0 | [5 empty] | 4401020046
ITM0001025 | Switching Element | SWITCHING ELEMENT | NUMBER | 0 |  |  |  | TRANSFORMERS , REGUL |  | 1103090043
ITM0001026 | Synchronizing Box | SYNCHRONIZING BOX | NUMBER | 0 | [5 empty] | 7002990007
ITM0001027 | T-1 form | T-1 FORM | NUMBER | 0 | [5 empty] | 3701150019
ITM0001028 | T-2 form | T-2 FORM | NUMBER | 0 | [5 empty] | 3701150020
ITM0001029 | TVS Stryker 125 CC Motorcycle | TVS STRYKER 125 CC MOTORCYCLE | NUMBER | 0 |  |  |  | TRANSPORT EQUIPMENT |  | 3301990002
ITM0001030 | Tank Bushing Gasket | TANK BUSHING GASKET | NUMBER | 0 | [5 empty] | 4405990023
ITM0001031 | Tension Buckle | TENSION BUCKLE | NUMBER | 0 | [5 empty] | 0509010025
ITM0001032 | Tension Clamp (DOG) | TENSION CLAMP (DOG) | SET | 0 |  |  |  | ELECTRICAL , HARDWAR |  | 0509010074
ITM0001033 | Tension Clamp (Grossback) | TENSION CLAMP (GROSSBACK) | NUMBER | 0 | [5 empty] | 0509010084
ITM0001034 | Tension Clamp (Merlin) | TENSION CLAMP (MERLIN) | NUMBER | 0 | [5 empty] | 0509010023
ITM0001035 | Tension Clamp (Merlin) | TENSION CLAMP (MERLIN) | SET | 0 | [5 empty] | 0509010073
ITM0001036 | Tension Clamp - MERLIN | TENSION CLAMP - MERLIN | NUMBER | 0 | [5 empty] | 0509010013
ITM0001037 | Terminal Bushing B40440/1 | TERMINAL BUSHING B40440/1 | NUMBER | 0 | [5 empty] | 4405020034
ITM0001038 | Terminal Bushing B41467/1 | TERMINAL BUSHING B41467/1 | NUMBER | 0 | [5 empty] | 4405020035
ITM0001039 | Terminal Clamp (Assorted size) | TERMINAL CLAMP (ASSORTED SIZE) | NUMBER | 0 | [5 empty] | 0509010020
ITM0001040 | Terminal Clamp Gopher | TERMINAL CLAMP GOPHER | NUMBER | 0 | [5 empty] | 0509010017
ITM0001041 | Terminating Straps 90 mm2 with thimble | TERMINATING STRAPS 90 MM2 WITH THIMBLE | NUMBER | 0 |  |  |  | ELECTRICAL , HARDWAR |  | 0509010030
ITM0001042 | Terminating starps 90mm2 | TERMINATING STARPS 90MM2 | NUMBER | 0 | [5 empty] | 0509010029
ITM0001043 | Termination Clamp (DOG) | TERMINATION CLAMP (DOG) | NUMBER | 0 |  |  |  | ELECTRICAL , HARDWAR |  | 0509010072
ITM0001044 | Termination Clamp (Merlin) | TERMINATION CLAMP (MERLIN) | NUMBER | 0 |  |  |  | ELECTRICAL , HARDWAR |  | 0509010071
ITM0001045 | Termination Kit Box (indoor) For 11KV 3C XLPE Cu.95 sq.mm | TERMINATION KIT BOX (INDOOR) FOR 11KV 3C XLPE CU.95 SQ.MM | SET | 0 | [5 empty] | 0515030049
ITM0001046 | Termination Kit for Pilot Cable | TERMINATION KIT FOR PILOT CABLE | SET | 0 | [5 empty] | 7002990012
ITM0001047 | Termination Preformed, 10 mm2 AAC/ACSR Multiplex | TERMINATION PREFORMED, 10 MM2 AAC/ACSR MULTIPLEX | SET | 0 | [5 empty] | 0509010058
ITM0001048 | Termination Preformed, 16 mm2 AAC/ACSR Multiplex | TERMINATION PREFORMED, 16 MM2 AAC/ACSR MULTIPLEX | SET | 0 | [5 empty] | 0509010059
ITM0001049 | Termination Preformed, 4mm2 AAC/ACSR Multiplex | TERMINATION PREFORMED, 4MM2 AAC/ACSR MULTIPLEX | SET | 0 | [5 empty] | 0509010057
ITM0001050 | Termination Preformed, Conductor, 100 mm2 AAC Ins. | TERMINATION PREFORMED, CONDUCTOR, 100 MM2 AAC INS. | SET | 0 | [5 empty] | 0509010056
ITM0001051 | Termination Preformed, Conductor, 50 mm2 AAC Insulated | TERMINATION PREFORMED, CONDUCTOR, 50 MM2 AAC INSULATED | SET | 0 | [5 empty] | 0509010055
ITM0001052 | Termination Preformed, Guy 50 Steel wire | TERMINATION PREFORMED, GUY 50 STEEL WIRE | SET | 0 | [5 empty] | 0509090002
ITM0001053 | Termination kit box (indoor) for 11 kV 3c XPLE (Al.) 185mm2 | TERMINATION KIT BOX (INDOOR) FOR 11 KV 3C XPLE (AL.) 185MM2 | SET | 0 |  |  |  | CABLE KITS AND ACCES |  | 0515030055
ITM0001054 | Termination kit box (indoor) for 11 kV lc XLPE (Cu.) 185mm2 | TERMINATION KIT BOX (INDOOR) FOR 11 KV LC XLPE (CU.) 185MM2 | SET | 0 | [5 empty] | 0515030056
ITM0001055 | Termination kit box (indoor) for 11KV 3c XPLE Cu. 185mm2 | TERMINATION KIT BOX (INDOOR) FOR 11KV 3C XPLE CU. 185MM2 | SET | 0 |  |  |  | CABLE KITS AND ACCES |  | 0515030050
ITM0001056 | Termination preformed conductor 100 mm2 ACSR | TERMINATION PREFORMED CONDUCTOR 100 MM2 ACSR | SET | 0 | [5 empty] | 0509010061
ITM0001057 | Termination preformed conductor 170 mm2 ACSR | TERMINATION PREFORMED CONDUCTOR 170 MM2 ACSR | NUMBER | 0 | [5 empty] | 0509010062
ITM0001058 | Test link Box | TEST LINK BOX | NUMBER | 0 | [5 empty] | 2105090009
ITM0001059 | Testing Magnet Set | TESTING MAGNET SET | NUMBER | 0 | [5 empty] | 2105090004
ITM0001060 | Thermostast Type PYE 320 for 10/14 MVA PT | THERMOSTAST TYPE PYE 320 FOR 10/14 MVA PT | NUMBER | 0 | [5 empty] | 7003990004
ITM0001061 | Thimble | THIMBLE | NUMBER | 0 | [5 empty] | 0509010003
ITM0001062 | Thimble guy wire | THIMBLE GUY WIRE | NUMBER | 0 | [5 empty] | 0509090029
ITM0001063 | Thimble socket 170mm2 ACSR | THIMBLE SOCKET 170MM2 ACSR | NUMBER | 0 | [5 empty] | 0509030074
ITM0001064 | Tie wire 21.15mm2 Al | TIE WIRE 21.15MM2 AL | MTR. | 0 | [5 empty] | 0509010067
ITM0001065 | Tinned cu.lug 35mm2 | TINNED CU.LUG 35MM2 | NUMBER | 0 | [5 empty] | 0509030007
ITM0001066 | Tool set Box | TOOL SET BOX | SET | 0 | [5 empty] | 0705990001
ITM0001067 | Top Legs | TOP LEGS | NUMBER | 0 | [5 empty] | 1103990027
ITM0001068 | Top Mounting Bracket | TOP MOUNTING BRACKET | NUMBER | 0 |  |  |  | POWER LINE METERIALS |  | 0503130013
ITM0001069 | Tower materials various sizes | TOWER MATERIALS VARIOUS SIZES | SET | 0 | [5 empty] | 0501210002
ITM0001070 | Toyota Land Cruiser Prado (TX-L) SUV | TOYOTA LAND CRUISER PRADO (TX-L) SUV | NUMBER | 0 |  |  |  | TRANSPORT EQUIPMENT |  | 3301990007
ITM0001071 | Track & Trace Software | TRACK & TRACE SOFTWARE | NUMBER | 0 | [5 empty] | 2109990037
ITM0001072 | Transformer J Bolt M20 ( For T.S) | TRANSFORMER J BOLT M20 ( FOR T.S) | NUMBER | 0 | [5 empty] | 1101030005
ITM0001073 | Transformer Oil | TRANSFORMER OIL | BARREL | 0 |  |  |  | FUELS , LUBRICANTS A |  | 3501030002
ITM0001074 | Transformer Oil Drum (Empty) | TRANSFORMER OIL DRUM (EMPTY) | NUMBER | 0 | [5 empty] | 0101090002
ITM0001075 | Transformer Oil Moisture Test Set | TRANSFORMER OIL MOISTURE TEST SET | SET | 0 | [5 empty] | 2101010039
ITM0001076 | Transformer Platform Angle ( For T.S) | TRANSFORMER PLATFORM ANGLE ( FOR T.S) | NUMBER | 0 | [5 empty] | 1101030006
ITM0001077 | Transformer Structure (Complete Set) | TRANSFORMER STRUCTURE (COMPLETE SET) | SET | 0 |  |  |  | SUB-STATION STRUCTUR |  | 1101030010
ITM0001078 | Transformer Tan Delta Test Set | TRANSFORMER TAN DELTA TEST SET | SET | 0 | [5 empty] | 2101010036
ITM0001079 | Transformer Tie Bolt M20 ( For T.S) | TRANSFORMER TIE BOLT M20 ( FOR T.S) | NUMBER | 0 | [5 empty] | 1101030004
ITM0001080 | Transformer Turn Ratio Test Set | TRANSFORMER TURN RATIO TEST SET | SET | 0 | [5 empty] | 2101010040
ITM0001081 | Transformer Winding Resistance Test Set | TRANSFORMER WINDING RESISTANCE TEST SET | SET | 0 | [5 empty] | 2101010038
ITM0001082 | Tray Angle | TRAY ANGLE | NUMBER | 0 | [5 empty] | 1101030008
ITM0001083 | Trip Coil 1321A296Y | TRIP COIL 1321A296Y | NUMBER | 0 | [5 empty] | 4405990012
ITM0001084 | Trip coil for 11 kV Breaker | TRIP COIL FOR 11 KV BREAKER | NUMBER | 0 | [5 empty] | 4401990008
ITM0001085 | Trip coil for 33 kV Breaker | TRIP COIL FOR 33 KV BREAKER | NUMBER | 0 | [5 empty] | 4405990007
ITM0001086 | Tulip Contact for 1250 Amps- 1250 Amps for 33 kV Switchgear, Type: ZN12A-40.5 | TULIP CONTACT FOR 1250 AMPS- 1250 AMPS FOR 33 KV SWITCHGEAR, TYPE: ZN12A-40.5 | NUMBER | 0 |  |  |  | 33 KV-BREAKERS |  | 4405020138
ITM0001087 | Tulip Contact for 33 kV 1250A Vacuum Circuit Breaker | TULIP CONTACT FOR 33 KV 1250A VACUUM CIRCUIT BREAKER | NUMBER | 0 |  |  |  | 33 KV-BREAKERS |  | 4405020135
ITM0001088 | Tulip Contact for 33 kV 2000A Vacuum Circuit Breaker | TULIP CONTACT FOR 33 KV 2000A VACUUM CIRCUIT BREAKER | NUMBER | 0 |  |  |  | 33 KV-BREAKERS |  | 4405020129
ITM0001089 | Tung Stone Battery (110 V) | TUNG STONE BATTERY (110 V) | NUMBER | 0 | [5 empty] | 3101030004
ITM0001090 | Turn buckle | TURN BUCKLE | NUMBER | 0 | [5 empty] | 0503090001
ITM0001091 | Twist Tight Meter Seal Blue | TWIST TIGHT METER SEAL BLUE | NUMBER | 0 |  |  |  | WIRING SUPPLIES EQU |  | 2109090033
ITM0001092 | Twist Tight Meter Seal Yellow | TWIST TIGHT METER SEAL YELLOW | NUMBER | 0 |  |  |  | WIRING SUPPLIES EQU |  | 2109090031
ITM0001093 | Twist tight Meter Seal Red | TWIST TIGHT METER SEAL RED | NUMBER | 0 |  |  |  | WIRING SUPPLIES EQU |  | 2109090032
ITM0001094 | Two way stud clamp | TWO WAY STUD CLAMP | SET | 0 | [5 empty] | 0503110018
ITM0001095 | Unit Switch for Spring charging motor circuit (Crompton) (33KV,1250Amps SF6) | UNIT SWITCH FOR SPRING CHARGING MOTOR CIRCUIT (CROMPTON) (33KV,1250AMPS SF6) | NUMBER | 0 | [5 empty] | 4405020095
ITM0001096 | Universal Clamp | UNIVERSAL CLAMP | NUMBER | 0 | [5 empty] | 0509010024
ITM0001097 | V.T H.V Fuse 873A603,134/37 KV XF Bushing | V.T H.V FUSE 873A603,134/37 KV XF BUSHING | NUMBER | 0 | [5 empty] | 1103050013
ITM0001098 | V.T.L.V. Fuse 2741-20150Z,134/37KV XF Bushing | V.T.L.V. FUSE 2741-20150Z,134/37KV XF BUSHING | NUMBER | 0 | [5 empty] | 1103050014
ITM0001099 | VHF Radio Transceiver | VHF RADIO TRANSCEIVER | NUMBER | 0 | [5 empty] | 2901030001
ITM0001100 | VMV 12/20/25 (2000A) Circuit Breaker | VMV 12/20/25 (2000A) CIRCUIT BREAKER | SET | 0 | [5 empty] | 4405020064
ITM0001101 | VMV 12/20/25 (2000A) Retrofit Circuit Breaker to Replace VSI 12 (VV625k4) | VMV 12/20/25 (2000A) RETROFIT CIRCUIT BREAKER TO REPLACE VSI 12 (VV625K4) | SET | 0 | [5 empty] | 4405020062
ITM0001102 | VMV 12/6/25 (630A) Circuit Breaker | VMV 12/6/25 (630A) CIRCUIT BREAKER | SET | 0 | [5 empty] | 4405020065
ITM0001103 | VMV 12/6/25 (630A) Retrofit Circuit Breaker to Replace VSI 12 (VV625k4) | VMV 12/6/25 (630A) RETROFIT CIRCUIT BREAKER TO REPLACE VSI 12 (VV625K4) | SET | 0 | [5 empty] | 4405020063
ITM0001104 | VMV Label for VMV Circuit Breaker | VMV LABEL FOR VMV CIRCUIT BREAKER | SET | 0 | [5 empty] | 4405020115
ITM0001105 | VT 3 Phase 3 limb Cast resin | VT 3 PHASE 3 LIMB CAST RESIN | NUMBER | 0 | [5 empty] | 1103050005
ITM0001106 | VT Structure for 132 KV | VT STRUCTURE FOR 132 KV | SET | 0 | [5 empty] | 1103050015
ITM0001107 | Vabration Damper for ACSR | VABRATION DAMPER FOR ACSR | NUMBER | 0 |  |  |  | ELECTRICAL , HARDWAR |  | 0509010002
ITM0001108 | Vabration Damper for earth ware | VABRATION DAMPER FOR EARTH WARE | NUMBER | 0 | [5 empty] | 0509010001
ITM0001109 | Vaccum Interrupter 1321A972 | VACCUM INTERRUPTER 1321A972 | NUMBER | 0 | [5 empty] | 4401020053
ITM0001110 | Vaccum Interrupter DP11 025876701 | VACCUM INTERRUPTER DP11 025876701 | NUMBER | 0 | [5 empty] | 4401990030
ITM0001111 | Vacuum Tester | VACUUM TESTER | SET | 0 | [5 empty] | 2101010033
ITM0001112 | Voltage Transformer (PT) | VOLTAGE TRANSFORMER (PT) | NUMBER | 0 | [5 empty] | 1103050007
ITM0001113 | Voltage Transformer 873A898,134/37KV XF Bushing | VOLTAGE TRANSFORMER 873A898,134/37KV XF BUSHING | NUMBER | 0 | [5 empty] | 1103050004
ITM0001114 | Washer | WASHER | NUMBER | 0 | [5 empty] | 4703030003
ITM0001115 | Waste cotton | WASTE COTTON | KILOGRAM | 0 | [5 empty] | 0101990001
ITM0001116 | Water Pump | WATER PUMP | NUMBER | 0 | [5 empty] | 6802990001
ITM0001117 | Welded Assembly of Shutter Cancellation Lever for VMV Circuit Breaker | WELDED ASSEMBLY OF SHUTTER CANCELLATION LEVER FOR VMV CIRCUIT BREAKER | SET | 0 | [5 empty] | 4405020112
ITM0001118 | Welded Assembly of Shutter Linkage Support Bracket for VMV Circuit Breaker | WELDED ASSEMBLY OF SHUTTER LINKAGE SUPPORT BRACKET FOR VMV CIRCUIT BREAKER | SET | 0 | [5 empty] | 4405020111
ITM0001119 | Wire pully Block | WIRE PULLY BLOCK | NUMBER | 0 | [5 empty] | 1301010001
ITM0001120 | Wireless Cable | WIRELESS CABLE | COIL | 0 | [5 empty] | 2901990001
ITM0001121 | Woden board 450 * 25 * 18 | WODEN BOARD 450 * 25 * 18 | NUMBER | 0 | [5 empty] | 0301110001
ITM0001122 | Wooden board 450 * 300 * 18 | WOODEN BOARD 450 * 300 * 18 | NUMBER | 0 | [5 empty] | 0301110002
ITM0001123 | Wooden Pole | WOODEN POLE | NUMBER | 0 | [5 empty] | 0501070001
ITM0001124 | X-former Temprature meter (WTI Meter) | X-FORMER TEMPRATURE METER (WTI METER) | NUMBER | 0 | [5 empty] | 1103150003
ITM0001125 | ZRC Thiner | ZRC THINER | TIN | 0 | [5 empty] | 4505990001
ITM0001126 | 11 kV Ring Main Unit(2 Ring Feeder 2 Fuse switch) | 11 KV RING MAIN UNIT(2 RING FEEDER 2 FUSE SWITCH) | NUMBER | 0 | [5 empty] | 4401020033
ITM0001127 | 11 kV Ring main unit 3 Ring feeder + 1 Fuse switch | 11 KV RING MAIN UNIT 3 RING FEEDER + 1 FUSE SWITCH | NUMBER | 0 | [5 empty] | 4401020034
ITM0001128 | 11 kV Ring Main Unit (2 Ring Feeder 1 Fuse Switch) | 11 KV RING MAIN UNIT (2 RING FEEDER 1 FUSE SWITCH) | NUMBER | 0 | [5 empty] | 4401020038
ITM0001129 | 11 kV RMU 3 Unit | 11 KV RMU 3 UNIT | NUMBER | 0 | [5 empty] | 4401020039
ITM0001130 | 11 kV RMU 5 Unit | 11 KV RMU 5 UNIT | NUMBER | 0 | [5 empty] | 4401020040
ITM0001131 | 11 kV Switch gear Panel 800 A | 11 KV SWITCH GEAR PANEL 800 A | NUMBER | 0 | [5 empty] | 4401020041
ITM0001132 | Complete 11 kV VCB Type VMX, 400A | COMPLETE 11 KV VCB TYPE VMX, 400A | NUMBER | 0 | [5 empty] | 4401020051
ITM0001133 | 11 kV Vaccum Interrupter 400A | 11 KV VACCUM INTERRUPTER 400A | NUMBER | 0 | [5 empty] | 4401020052
ITM0001134 | 11 kV VCB Outgoing feeder Breaker without cubicle 630A (Type : ZN63A) | 11 KV VCB OUTGOING FEEDER BREAKER WITHOUT CUBICLE 630A (TYPE : ZN63A) | NUMBER | 0 | [5 empty] | 4401990001
ITM0001135 | C.B Operating Trolly for 11 kV Switiching | C.B OPERATING TROLLY FOR 11 KV SWITICHING | SET | 0 | [5 empty] | 4401990002
ITM0001136 | Spare HRC Fuse 63A | SPARE HRC FUSE 63A | NUMBER | 0 | [5 empty] | 4401990011
ITM0001137 | Shunt Trip Coil 110 VDC DC1031/M | SHUNT TRIP COIL 110 VDC DC1031/M | NUMBER | 0 | [5 empty] | 4401990019
ITM0001138 | Trip Coil 110VDC VAD 11 200Amps | TRIP COIL 110VDC VAD 11 200AMPS | NUMBER | 0 | [5 empty] | 4401990020
ITM0001139 | Trip Coil 9424A6 | TRIP COIL 9424A6 | NUMBER | 0 | [5 empty] | 4401990021
ITM0001140 | Spring charging motor 110V DC 1250.800 | SPRING CHARGING MOTOR 110V DC 1250.800 | NUMBER | 0 | [5 empty] | 4401990025
ITM0001141 | 11 kV Spring Charging Motor 800 Amps | 11 KV SPRING CHARGING MOTOR 800 AMPS | NUMBER | 0 | [5 empty] | 4401990027
ITM0001142 | 11 kV Charger VCB Type VMX 400 A | 11 KV CHARGER VCB TYPE VMX 400 A | NUMBER | 0 | [5 empty] | 4401990031
ITM0001143 | 132 kV 3000 A incomming SF6 Circuit Breaker | 132 KV 3000 A INCOMMING SF6 CIRCUIT BREAKER | NUMBER | 0 | [5 empty] | 4402020002
ITM0001144 | 132 kV 3000 A SF6 Circuit Breaker Bus section | 132 KV 3000 A SF6 CIRCUIT BREAKER BUS SECTION | NUMBER | 0 | [5 empty] | 4402020003
ITM0001145 | 132 kV 2500 A incomming SF6 Circuit Breaker | 132 KV 2500 A INCOMMING SF6 CIRCUIT BREAKER | NUMBER | 0 | [5 empty] | 4402020004
ITM0001146 | 132 kV 2500 A SF6 Circuit Breaker Bus section | 132 KV 2500 A SF6 CIRCUIT BREAKER BUS SECTION | NUMBER | 0 | [5 empty] | 4402020005
ITM0001147 | 132 kV 2000 A Outgoing SF6 Circuit Breaker | 132 KV 2000 A OUTGOING SF6 CIRCUIT BREAKER | NUMBER | 0 | [5 empty] | 4402020006
ITM0001148 | 132 kV 2000 A SF6 Circuit Breaker Bus section | 132 KV 2000 A SF6 CIRCUIT BREAKER BUS SECTION | NUMBER | 0 | [5 empty] | 4402020007
ITM0001149 | 132 kV 1250 A Outgoing SF6 Circuit Breaker | 132 KV 1250 A OUTGOING SF6 CIRCUIT BREAKER | NUMBER | 0 | [5 empty] | 4402020008
ITM0001150 | 132 kV 1250 A SF6 Circuit Breaker Bus section | 132 KV 1250 A SF6 CIRCUIT BREAKER BUS SECTION | NUMBER | 0 | [5 empty] | 4402020009
ITM0001151 | Busbar 3.5 X 2.5 X 3.8 | BUSBAR 3.5 X 2.5 X 3.8 | NUMBER | 0 | [5 empty] | 4405010001
ITM0001152 | Pressure Gauge Assy | PRESSURE GAUGE ASSY | NUMBER | 0 | [5 empty] | 4405010002
ITM0001153 | Top Up Kit | TOP UP KIT | NUMBER | 0 | [5 empty] | 4405010003
ITM0001154 | 33 kV SF6 Breaker | 33 KV SF6 BREAKER | NUMBER | 0 | [5 empty] | 4405020002
ITM0001155 | 33 kV VCB Incomer feeder Breaker without cubicle 2000 A (Type :ZN85-40.5) | 33 KV VCB INCOMER FEEDER BREAKER WITHOUT CUBICLE 2000 A (TYPE :ZN85-40.5) | NUMBER | 0 | [5 empty] | 4405020004
ITM0001156 | 33 kV 3000 A incomming VCB Circuit Breaker | 33 KV 3000 A INCOMMING VCB CIRCUIT BREAKER | NUMBER | 0 | [5 empty] | 4405020007
ITM0001157 | 33 kV 3000 A VCB Circuit Breaker Bus section | 33 KV 3000 A VCB CIRCUIT BREAKER BUS SECTION | NUMBER | 0 | [5 empty] | 4405020008
ITM0001158 | 33 kV 2500 A incomming VCB Circuit Breaker | 33 KV 2500 A INCOMMING VCB CIRCUIT BREAKER | NUMBER | 0 | [5 empty] | 4405020009
ITM0001159 | 33 kV 2500 A VCB Circuit Breaker Bus section | 33 KV 2500 A VCB CIRCUIT BREAKER BUS SECTION | NUMBER | 0 | [5 empty] | 4405020010
ITM0001160 | 33 kV 2000 A Outgoing VCB Circuit Breaker | 33 KV 2000 A OUTGOING VCB CIRCUIT BREAKER | NUMBER | 0 | [5 empty] | 4405020011
ITM0001161 | 33 kV 2000 A VCB Circuit Breaker Bus section | 33 KV 2000 A VCB CIRCUIT BREAKER BUS SECTION | NUMBER | 0 | [5 empty] | 4405020012
ITM0001162 | 33 kV 1250 A Outgoing VCB Circuit Breaker | 33 KV 1250 A OUTGOING VCB CIRCUIT BREAKER | NUMBER | 0 | [5 empty] | 4405020013
ITM0001163 | 33 kV 1250 A VCB Circuit Breaker Bus section | 33 KV 1250 A VCB CIRCUIT BREAKER BUS SECTION | NUMBER | 0 | [5 empty] | 4405020014
ITM0001164 | 33 kV 3000 A incomming GIS Circuit Breaker | 33 KV 3000 A INCOMMING GIS CIRCUIT BREAKER | NUMBER | 0 | [5 empty] | 4405020015
ITM0001165 | 33 kV 3000 A GIS Circuit Breaker Bus section | 33 KV 3000 A GIS CIRCUIT BREAKER BUS SECTION | NUMBER | 0 | [5 empty] | 4405020016
ITM0001166 | 33 kV 2500 A incomming GIS Circuit Breaker | 33 KV 2500 A INCOMMING GIS CIRCUIT BREAKER | NUMBER | 0 | [5 empty] | 4405020017
ITM0001167 | 33 kV 2500 A GIS Circuit Breaker Bus section | 33 KV 2500 A GIS CIRCUIT BREAKER BUS SECTION | NUMBER | 0 | [5 empty] | 4405020018
ITM0001168 | 33 kV 2000 A Outgoing GIS Circuit Breaker | 33 KV 2000 A OUTGOING GIS CIRCUIT BREAKER | NUMBER | 0 | [5 empty] | 4405020019
ITM0001169 | 33 kV 2000 A GIS Circuit Breaker Bus section | 33 KV 2000 A GIS CIRCUIT BREAKER BUS SECTION | NUMBER | 0 | [5 empty] | 4405020020
ITM0001170 | 33 kV 1250 A Outgoing GIS Circuit Breaker | 33 KV 1250 A OUTGOING GIS CIRCUIT BREAKER | NUMBER | 0 | [5 empty] | 4405020021
ITM0001171 | 33 kV 1250 A GIS Circuit Breaker Bus section | 33 KV 1250 A GIS CIRCUIT BREAKER BUS SECTION | NUMBER | 0 | [5 empty] | 4405020022
ITM0001172 | 33 kV Incoming Switchgear 800A | 33 KV INCOMING SWITCHGEAR 800A | NUMBER | 0 | [5 empty] | 4405020023
ITM0001173 | 33 kV Incoming Switchgear 400A (One nos with out Bushing) | 33 KV INCOMING SWITCHGEAR 400A (ONE NOS WITH OUT BUSHING) | NUMBER | 0 | [5 empty] | 4405020024
ITM0001174 | Complete Pole 36 kV GL 2500A | COMPLETE POLE 36 KV GL 2500A | NUMBER | 0 | [5 empty] | 4405020027
ITM0001175 | Outer Terminal Stud, E6493688/03, 33/11 kV S/S | OUTER TERMINAL STUD, E6493688/03, 33/11 KV S/S | NUMBER | 0 | [5 empty] | 4405020040
ITM0001176 | HP 40F Comp.Seal -Art no. 2513-79053F,SF6 Ct Breaker | HP 40F COMP.SEAL -ART NO. 2513-79053F,SF6 CT BREAKER | NUMBER | 0 | [5 empty] | 4405090001
ITM0001177 | Fixed contact box/contact Module (cabe side) for 33 kV incomer Breaker | FIXED CONTACT BOX/CONTACT MODULE (CABE SIDE) FOR 33 KV INCOMER BREAKER | NUMBER | 0 | [5 empty] | 4405990003
ITM0001178 | Fixed contact box/contact Module (cabe side) for 33 kV outgoing Breaker | FIXED CONTACT BOX/CONTACT MODULE (CABE SIDE) FOR 33 KV OUTGOING BREAKER | NUMBER | 0 | [5 empty] | 4405990004
ITM0001179 | Breaker bushing with spout for 33 kV incomer Breaker 2000A | BREAKER BUSHING WITH SPOUT FOR 33 KV INCOMER BREAKER 2000A | NUMBER | 0 | [5 empty] | 4405990005
ITM0001180 | Closing Coil 9424A9 | CLOSING COIL 9424A9 | NUMBER | 0 | [5 empty] | 4405990009
ITM0001181 | HG36 indoor VT | HG36 INDOOR VT | NUMBER | 0 | [5 empty] | 4405990024
ITM0001182 | Support Bar-Art No.995A1742,SF6 Ct Breaker | SUPPORT BAR-ART NO.995A1742,SF6 CT BREAKER | NUMBER | 0 | [5 empty] | 4405990038
ITM0001183 | Locating Pin-Art no. 995A 156,SF6 Ct Breaker | LOCATING PIN-ART NO. 995A 156,SF6 CT BREAKER | NUMBER | 0 | [5 empty] | 4405990039
ITM0001184 | Disc Piller-Art no. 995A431,SF6 Ct Breaker | DISC PILLER-ART NO. 995A431,SF6 CT BREAKER | NUMBER | 0 | [5 empty] | 4405990040
ITM0001185 | Shaft-Art no. 995A1395,SF6 Ct Breaker | SHAFT-ART NO. 995A1395,SF6 CT BREAKER | NUMBER | 0 | [5 empty] | 4405990041
ITM0001186 | End Guide-Art no. 995A158,SF6 Ct Breaker | END GUIDE-ART NO. 995A158,SF6 CT BREAKER | NUMBER | 0 | [5 empty] | 4405990042
ITM0001187 | HP 40F Comp. Seal - Art no. 2513-79053F,SF6 Ct Breaker | HP 40F COMP. SEAL - ART NO. 2513-79053F,SF6 CT BREAKER | NUMBER | 0 | [5 empty] | 4405990043
ITM0001188 | Centre Seal -Art no.995A49,SF6 Ct Breaker | CENTRE SEAL -ART NO.995A49,SF6 CT BREAKER | NUMBER | 0 | [5 empty] | 4405990044
ITM0001189 | O- ring RM0596-24- ART no. 2512-11057C,SF6 Ct Breaker | O- RING RM0596-24- ART NO. 2512-11057C,SF6 CT BREAKER | NUMBER | 0 | [5 empty] | 4405990045
ITM0001190 | O-ring RM 0695-30- Art no.2512-11084M.SF6 Ct Breaker | O-RING RM 0695-30- ART NO.2512-11084M.SF6 CT BREAKER | NUMBER | 0 | [5 empty] | 4405990046
ITM0001191 | Dust Cover - Art no.995A1153, SF6 Ct Breaker | DUST COVER - ART NO.995A1153, SF6 CT BREAKER | NUMBER | 0 | [5 empty] | 4405990047
ITM0001192 | Pivot Pin - Art no. 995A18, SF6 Ct Breaker | PIVOT PIN - ART NO. 995A18, SF6 CT BREAKER | NUMBER | 0 | [5 empty] | 4405990048
ITM0001193 | Spinol Pin 03 X 14 - Art no. 2112-72156T,SF6 Ct Breaker | SPINOL PIN 03 X 14 - ART NO. 2112-72156T,SF6 CT BREAKER | NUMBER | 0 | [5 empty] | 4405990051
ITM0001194 | Stainless TensionPin 04X20,SF6 Ct Breaker | STAINLESS TENSIONPIN 04X20,SF6 CT BREAKER | NUMBER | 0 | [5 empty] | 4405990052
ITM0001195 | HP 7F Composite Seal- Art no.2513-79004F,SF6 Ct Breaker | HP 7F COMPOSITE SEAL- ART NO.2513-79004F,SF6 CT BREAKER | NUMBER | 0 | [5 empty] | 4405990053
ITM0001196 | Amature With Valve Seal- Art no. 995A1468, Sf6 Ct Breaker | AMATURE WITH VALVE SEAL- ART NO. 995A1468, SF6 CT BREAKER | NUMBER | 0 | [5 empty] | 4405990054
ITM0001197 | Charger 400A | CHARGER 400A | NUMBER | 0 | [5 empty] | 4405990058
ITM0001198 | Nut & bolts M 10X25 | NUT & BOLTS M 10X25 | NUMBER | 0 | [5 empty] | 4703020002
ITM0001199 | Nuts & Bolts 16X190mm (For Stay) | NUTS & BOLTS 16X190MM (FOR STAY) | NUMBER | 0 | [5 empty] | 4703020005
ITM0001200 | Nuts & bolts 10x40mm | NUTS & BOLTS 10X40MM | NUMBER | 0 | [5 empty] | 4703020010
ITM0001201 | Nuts & bolts 12x25mm | NUTS & BOLTS 12X25MM | NUMBER | 0 | [5 empty] | 4703020011
ITM0001202 | Nuts & bolts 16x25mm | NUTS & BOLTS 16X25MM | NUMBER | 0 | [5 empty] | 4703020012
ITM0001203 | Nuts & bolts 16x40mm | NUTS & BOLTS 16X40MM | NUMBER | 0 | [5 empty] | 4703020013
ITM0001204 | Nuts & bolts 20x40mm | NUTS & BOLTS 20X40MM | NUMBER | 0 | [5 empty] | 4703020014
ITM0001205 | Nuts & bolts 20x50mm | NUTS & BOLTS 20X50MM | NUMBER | 0 | [5 empty] | 4703020015
ITM0001206 | Nuts & bolts 20x65mm | NUTS & BOLTS 20X65MM | NUMBER | 0 | [5 empty] | 4703020016
ITM0001207 | Nuts & bolts 24x50mm | NUTS & BOLTS 24X50MM | NUMBER | 0 | [5 empty] | 4703020017
ITM0001208 | Nuts & bolts 24x65mm | NUTS & BOLTS 24X65MM | NUMBER | 0 | [5 empty] | 4703020018
ITM0001209 | Nuts & Bolts wtih washer Various size | NUTS & BOLTS WTIH WASHER VARIOUS SIZE | NUMBER | 0 | [5 empty] | 4703020020
ITM0001210 | Nuts & bolts 10x25mm | NUTS & BOLTS 10X25MM | NUMBER | 0 | [5 empty] | 4703020021
ITM0001211 | Nuts & bolts small sizes | NUTS & BOLTS SMALL SIZES | NUMBER | 0 | [5 empty] | 4703020022
ITM0001212 | 50mmX16mm Nut & Bolt (Galvanized) | 50MMX16MM NUT & BOLT (GALVANIZED) | SET | 0 | [5 empty] | 4703020023
ITM0001213 | 75mmX16mm Nut & Bolt (Galvanized) | 75MMX16MM NUT & BOLT (GALVANIZED) | SET | 0 | [5 empty] | 4703020024
ITM0001214 | 300mmX16mm Nut & Bolt (Galvanized) | 300MMX16MM NUT & BOLT (GALVANIZED) | SET | 0 | [5 empty] | 4703020025
ITM0001215 | Compression Washer 557201900 | COMPRESSION WASHER 557201900 | NUMBER | 0 | [5 empty] | 4703030001
ITM0001216 | Valve | VALVE | NUMBER | 0 | [5 empty] | 4705030001
ITM0001217 | Hitachi H-104 | HITACHI H-104 | NUMBER | 0 | [5 empty] | 6301030001
ITM0001218 | CPTE Compressor- Art no L.T 530,134/37 kV XF Bushing | CPTE COMPRESSOR- ART NO L.T 530,134/37 KV XF BUSHING | NUMBER | 0 | [5 empty] | 6811010001
ITM0001219 | Bearing Shell-Art no. 15030142,134/37 kV XF Bushing | BEARING SHELL-ART NO. 15030142,134/37 KV XF BUSHING | NUMBER | 0 | [5 empty] | 6811040001
ITM0001220 | Conn Rod-Article no.15030136,134/37 kV XF Bushing | CONN ROD-ARTICLE NO.15030136,134/37 KV XF BUSHING | NUMBER | 0 | [5 empty] | 6811990001
ITM0001221 | Filter- Art no. 15030188,134/37 kV XF Bushing | FILTER- ART NO. 15030188,134/37 KV XF BUSHING | NUMBER | 0 | [5 empty] | 6811990002
ITM0001222 | Thermostate type for 20/18 MVA Power transformer | THERMOSTATE TYPE FOR 20/18 MVA POWER TRANSFORMER | NUMBER | 0 | [5 empty] | 7003990005
ITM0001223 | Breather Charger | BREATHER CHARGER | NUMBER | 0 | [5 empty] | 7099990003
ITM0001224 | Binding Tap | BINDING TAP | ROLL | 0 | [5 empty] | 3701090018
ITM0001225 | Cloth Duster | CLOTH DUSTER | NUMBER | 0 | [5 empty] | 3701990017
ITM0001226 | Energy Bulb | ENERGY BULB | NUMBER | 0 | [5 empty] | 2501030001
ITM0001227 | Electrical Tester and voltage detector | ELECTRICAL TESTER AND VOLTAGE DETECTOR | NUMBER | 0 | [5 empty] | 2701990001
ITM0001228 | Table (Large) | TABLE (LARGE) | NUMBER | 0 | [5 empty] | 3701010002
ITM0001229 | Table (Small) | TABLE (SMALL) | NUMBER | 0 | [5 empty] | 3701010003
ITM0001230 | Executive Chair | EXECUTIVE CHAIR | NUMBER | 0 | [5 empty] | 3701010004
ITM0001231 | Visitor Chair | VISITOR CHAIR | NUMBER | 0 | [5 empty] | 3701010005
ITM0001232 | Drop Cable | DROP CABLE | MTR. | 0 | [5 empty] | 3701030006
ITM0001233 | PINPOINT DETECTOR For Cable Fault Locator | PINPOINT DETECTOR FOR CABLE FAULT LOCATOR | SET | 0 | [5 empty] | 2101010004
ITM0001234 | Injection test set | INJECTION TEST SET | NUMBER | 0 | [5 empty] | 2101010005
ITM0001235 | Oil Testing Set | OIL TESTING SET | NUMBER | 0 | [5 empty] | 2101010006
ITM0001236 | Testing Equipment for Protective relays (Universal Testing Unit) | TESTING EQUIPMENT FOR PROTECTIVE RELAYS (UNIVERSAL TESTING UNIT) | SET | 0 | [5 empty] | 2101010007
ITM0001237 | Circuit Breaker analyzer | CIRCUIT BREAKER ANALYZER | SET | 0 | [5 empty] | 2101010008
ITM0001238 | Micro Ohm meter | MICRO OHM METER | SET | 0 | [5 empty] | 2101010009
ITM0001239 | Insulation Power Factor (Tan-Delta) Test Set | INSULATION POWER FACTOR (TAN-DELTA) TEST SET | SET | 0 | [5 empty] | 2101010010
ITM0001240 | Portablle cable fault locator and high voltage test solution system (2000 Jouls) | PORTABLLE CABLE FAULT LOCATOR AND HIGH VOLTAGE TEST SOLUTION SYSTEM (2000 JOULS) | SET | 0 | [5 empty] | 2101010011
ITM0001241 | Portable Meter Testing Equipment including accessories | PORTABLE METER TESTING EQUIPMENT INCLUDING ACCESSORIES | SET | 0 | [5 empty] | 2101010012
ITM0001242 | Primary Injection Test Set | PRIMARY INJECTION TEST SET | NUMBER | 0 | [5 empty] | 2101010014
ITM0001243 | Adjustable Voltage Transformer | ADJUSTABLE VOLTAGE TRANSFORMER | NUMBER | 0 | [5 empty] | 2101010016
ITM0001244 | Low Resistance Ohm Meter | LOW RESISTANCE OHM METER | NUMBER | 0 | [5 empty] | 2101010017
ITM0001245 | High Voltage AC Test Set | HIGH VOLTAGE AC TEST SET | NUMBER | 0 | [5 empty] | 2101010018
ITM0001246 | 33 kV Phasing Out Equipment | 33 KV PHASING OUT EQUIPMENT | NUMBER | 0 | [5 empty] | 2101010019
ITM0001247 | 11 kV Phasing Out Equipment | 11 KV PHASING OUT EQUIPMENT | NUMBER | 0 | [5 empty] | 2101010020
ITM0001248 | 33 kV Voltage Detector | 33 KV VOLTAGE DETECTOR | NUMBER | 0 | [5 empty] | 2101010021
ITM0001249 | 11 kV Voltage Detector | 11 KV VOLTAGE DETECTOR | NUMBER | 0 | [5 empty] | 2101010022
ITM0001250 | Mobile Oil Treatment Plant | MOBILE OIL TREATMENT PLANT | NUMBER | 0 | [5 empty] | 2101010023
ITM0001251 | Oil Test Set (Automatic) | OIL TEST SET (AUTOMATIC) | NUMBER | 0 | [5 empty] | 2101010024
ITM0001252 | Test Lamp | TEST LAMP | NUMBER | 0 | [5 empty] | 2101010026
ITM0001253 | Savol | SAVOL | NUMBER | 0 | [5 empty] | 2101030001
ITM0001254 | Insulation Testing Set | INSULATION TESTING SET | NUMBER | 0 | [5 empty] | 2101030002
ITM0001255 | Battery Operated Insulation Tester | BATTERY OPERATED INSULATION TESTER | NUMBER | 0 | [5 empty] | 2101030003
ITM0001256 | Insulation Resistance Tester | INSULATION RESISTANCE TESTER | NUMBER | 0 | [5 empty] | 2101070001
ITM0001257 | Clamp Type Ammeter (0-400A) | CLAMP TYPE AMMETER (0-400A) | NUMBER | 0 | [5 empty] | 2101070002
ITM0001258 | Clamp Type Ammeter (0-1000A) | CLAMP TYPE AMMETER (0-1000A) | NUMBER | 0 | [5 empty] | 2101070003
ITM0001259 | Three Phase Clip On Power Measuring Meter | THREE PHASE CLIP ON POWER MEASURING METER | NUMBER | 0 | [5 empty] | 2101990002
ITM0001260 | Portable Meter Testing Set for HT Meters -2 Nos and for LT Meters -8 Nos | PORTABLE METER TESTING SET FOR HT METERS -2 NOS AND FOR LT METERS -8 NOS | NUMBER | 0 | [5 empty] | 2105090005
ITM0001261 | Laptop | LAPTOP | NUMBER | 0 | [5 empty] | 2105090006
ITM0001262 | Portable CT test set | PORTABLE CT TEST SET | NUMBER | 0 | [5 empty] | 2105090007
ITM0001263 | AMR Software with first time installation | AMR SOFTWARE WITH FIRST TIME INSTALLATION | NUMBER | 0 | [5 empty] | 2105990001
ITM0001264 | Central Server with five nos. work station | CENTRAL SERVER WITH FIVE NOS. WORK STATION | SET | 0 | [5 empty] | 2105990002
ITM0001265 | 11 kV Outdoor Metering Unit,400/5 Amps | 11 KV OUTDOOR METERING UNIT,400/5 AMPS | SET | 0 | [5 empty] | 2109030006
ITM0001266 | 11 kV Indoor Metering Unit, 30/5 Amps | 11 KV INDOOR METERING UNIT, 30/5 AMPS | SET | 0 | [5 empty] | 2109030009
ITM0001267 | 11 kV Indoor Metering Unit 60/5 Amps | 11 KV INDOOR METERING UNIT 60/5 AMPS | SET | 0 | [5 empty] | 2109030011
ITM0001268 | Transfer Oil (Centrifused) | TRANSFER OIL (CENTRIFUSED) | DRUM | 0 | [5 empty] | 3501030003
ITM0001269 | Log book | LOG BOOK | NUMBER | 0 | [5 empty] | 3701130004
ITM0001270 | White Paper 11" x 9.5" | WHITE PAPER 11" X 9.5" | BUNDLE | 0 | [5 empty] | 3701130007
ITM0001271 | White Paper 11" x 15" | WHITE PAPER 11" X 15" | BUNDLE | 0 | [5 empty] | 3701130008
ITM0001272 | LT Pre - Printed Bill Form | LT PRE - PRINTED BILL FORM | BUNDLE | 0 | [5 empty] | 3701150002
ITM0001273 | LTI Pre - Printed Bill Form | LTI PRE - PRINTED BILL FORM | BUNDLE | 0 | [5 empty] | 3701150003
ITM0001274 | HT Pre - Printed Bill Form | HT PRE - PRINTED BILL FORM | BUNDLE | 0 | [5 empty] | 3701150004
ITM0001275 | Meter Exchange Form | METER EXCHANGE FORM | BUNDLE | 0 | [5 empty] | 3701150006
ITM0001276 | Census Form | CENSUS FORM | BUNDLE | 0 | [5 empty] | 3701150007
ITM0001277 | Likely Consumption Correction Form | LIKELY CONSUMPTION CORRECTION FORM | BUNDLE | 0 | [5 empty] | 3701150008
ITM0001278 | Clearance Certificate | CLEARANCE CERTIFICATE | BUNDLE | 0 | [5 empty] | 3701150009
ITM0001279 | Arrears Certificate Form | ARREARS CERTIFICATE FORM | BUNDLE | 0 | [5 empty] | 3701150010
ITM0001280 | Master Amendment Form Size 11'' x 8.5'' | MASTER AMENDMENT FORM SIZE 11'' X 8.5'' | BUNDLE | 0 | [5 empty] | 3701150011
ITM0001281 | HT Census Form Size 11'' x 8.5'' | HT CENSUS FORM SIZE 11'' X 8.5'' | BUNDLE | 0 | [5 empty] | 3701150013
ITM0001282 | Disconnection Form Size 11'' x 8.5'' | DISCONNECTION FORM SIZE 11'' X 8.5'' | BUNDLE | 0 | [5 empty] | 3701150014
ITM0001283 | Reconnection Form Size 11'' x 8.5'' | RECONNECTION FORM SIZE 11'' X 8.5'' | BUNDLE | 0 | [5 empty] | 3701150015
ITM0001284 | Book Change Form Size 11'' x 8.5'' | BOOK CHANGE FORM SIZE 11'' X 8.5'' | BUNDLE | 0 | [5 empty] | 3701150016
ITM0001285 | Meter Service Form | METER SERVICE FORM | BUNDLE | 0 | [5 empty] | 3701150018
ITM0001286 | Rcording chart | RCORDING CHART | NUMBER | 0 | [5 empty] | 3701150022
ITM0001287 | Circuit Breaker for 11 kV New Switching Stations ,11 kV Outgoing VCB,630A,CT-400/5A | CIRCUIT BREAKER FOR 11 KV NEW SWITCHING STATIONS ,11 KV OUTGOING VCB,630A,CT-400/5A | NUMBER | 0 | [5 empty] | 4401020002
ITM0001288 | 11 kV Switchgear Panel,11 kV Outgoing VCB,630A,CT-400/5A | 11 KV SWITCHGEAR PANEL,11 KV OUTGOING VCB,630A,CT-400/5A | NUMBER | 0 | [5 empty] | 4401020003
ITM0001289 | 11 kV VCB type VMX 1250 Amps | 11 KV VCB TYPE VMX 1250 AMPS | NUMBER | 0 | [5 empty] | 4401020004
ITM0001290 | 11 kV VCB type VMX 400Amps | 11 KV VCB TYPE VMX 400AMPS | NUMBER | 0 | [5 empty] | 4401020006
ITM0001291 | 11 kV Vcb - 1550 A Bus Section Breaker | 11 KV VCB - 1550 A BUS SECTION BREAKER | NUMBER | 0 | [5 empty] | 4401020009
ITM0001292 | 11 kV 2000 A incoming VCB Circuit Breaker | 11 KV 2000 A INCOMING VCB CIRCUIT BREAKER | NUMBER | 0 | [5 empty] | 4401020010
ITM0001293 | 11 kV 2000 A VCB Circuit Breaker Bus section | 11 KV 2000 A VCB CIRCUIT BREAKER BUS SECTION | NUMBER | 0 | [5 empty] | 4401020011
ITM0001294 | 11 kV 1600 A incoming VCB Circuit Breaker | 11 KV 1600 A INCOMING VCB CIRCUIT BREAKER | NUMBER | 0 | [5 empty] | 4401020012
ITM0001295 | 11 kV 800 A VCB Circuit Breaker Bus section | 11 KV 800 A VCB CIRCUIT BREAKER BUS SECTION | NUMBER | 0 | [5 empty] | 4401020013
ITM0001296 | 11 kV 2000 A incoming GIS Circuit Breaker | 11 KV 2000 A INCOMING GIS CIRCUIT BREAKER | NUMBER | 0 | [5 empty] | 4401020014
ITM0001297 | 11 kV 2000 A GIS Circuit Breaker Bus section | 11 KV 2000 A GIS CIRCUIT BREAKER BUS SECTION | NUMBER | 0 | [5 empty] | 4401020015
ITM0001298 | 11 kV 1600 A incoming GIS Circuit Breaker | 11 KV 1600 A INCOMING GIS CIRCUIT BREAKER | NUMBER | 0 | [5 empty] | 4401020016
ITM0001299 | 11 kV 1600 A GIS Circuit Breaker Bus section | 11 KV 1600 A GIS CIRCUIT BREAKER BUS SECTION | NUMBER | 0 | [5 empty] | 4401020017
ITM0001300 | 11 kV 1250 A Outgoing GIS Circuit Breaker | 11 KV 1250 A OUTGOING GIS CIRCUIT BREAKER | NUMBER | 0 | [5 empty] | 4401020018
ITM0001301 | 11 kV 1250 A GIS Circuit Breaker Bus section | 11 KV 1250 A GIS CIRCUIT BREAKER BUS SECTION | NUMBER | 0 | [5 empty] | 4401020019
ITM0001302 | 11 kV 800 A Outgoing GIS Circuit Breaker | 11 KV 800 A OUTGOING GIS CIRCUIT BREAKER | NUMBER | 0 | [5 empty] | 4401020020
ITM0001303 | 11 kV 800 A GIS Circuit Breaker Bus section | 11 KV 800 A GIS CIRCUIT BREAKER BUS SECTION | NUMBER | 0 | [5 empty] | 4401020021
ITM0001304 | 11 kV 630 A Outgoing GIS Circuit Breaker | 11 KV 630 A OUTGOING GIS CIRCUIT BREAKER | NUMBER | 0 | [5 empty] | 4401020022
ITM0001305 | 11 kV 400 A Outgoing GIS Circuit Breaker | 11 KV 400 A OUTGOING GIS CIRCUIT BREAKER | NUMBER | 0 | [5 empty] | 4401020023
ITM0001306 | 11 kV YMV2 Type Circuit Breaker | 11 KV YMV2 TYPE CIRCUIT BREAKER | NUMBER | 0 | [5 empty] | 4401020029
ITM0001307 | 11 kV Auto Reclosing Circuit Breaker 400 A | 11 KV AUTO RECLOSING CIRCUIT BREAKER 400 A | NUMBER | 0 | [5 empty] | 4401020030
ITM0001308 | 11 KV Ring Main Unit (2 Ring Feeder 2 fuse switch) | 11 KV RING MAIN UNIT (2 RING FEEDER 2 FUSE SWITCH) | NUMBER | 0 | [5 empty] | 4401020032
ITM0001309 | Transformer fuse mounting channel | TRANSFORMER FUSE MOUNTING CHANNEL | NUMBER | 0 |  |  |  | FUSES, FUSE DISCONNE |  | 2305030001
ITM0001310 | 11 kV DOF With 50Amps Fuse | 11 KV DOF WITH 50AMPS FUSE | NUMBER | 0 | [5 empty] | 2305070001
ITM0001311 | 11 kV DOF Cut Out 10 Amps | 11 KV DOF CUT OUT 10 AMPS | NUMBER | 0 | [5 empty] | 2305070002
ITM0001312 | DOF Cut Out 10 Amps with fuse | DOF CUT OUT 10 AMPS WITH FUSE | NUMBER | 0 | [5 empty] | 2305070003
ITM0001313 | 11 kV DOFC(30 A) | 11 KV DOFC(30 A) | NUMBER | 0 | [5 empty] | 2305070004
ITM0001314 | DOF Cut Out 30 Amps with fuse | DOF CUT OUT 30 AMPS WITH FUSE | NUMBER | 0 | [5 empty] | 2305070005
ITM0001315 | 11 kV DOFC(50 A) | 11 KV DOFC(50 A) | NUMBER | 0 | [5 empty] | 2305070006
ITM0001316 | 11 kV Drop-Out Fuse Cut Out (DOFC) With 50 Amps Fuse Element | 11 KV DROP-OUT FUSE CUT OUT (DOFC) WITH 50 AMPS FUSE ELEMENT | PIECE | 0 | [5 empty] | 2305070007
ITM0001317 | 11 kV Lightning Arrestor (all use) | 11 KV LIGHTNING ARRESTOR (ALL USE) | NUMBER | 0 | [5 empty] | 2305090005
ITM0001318 | Fuse wire | FUSE WIRE | ROLL | 0 | [5 empty] | 2305110003
ITM0001319 | 11 kV drop out fuse element (20A) | 11 KV DROP OUT FUSE ELEMENT (20A) | NUMBER | 0 | [5 empty] | 2305110005
ITM0001320 | 11 kV DOFC with 20 AMPS Fuse Element | 11 KV DOFC WITH 20 AMPS FUSE ELEMENT | NUMBER | 0 | [5 empty] | 2305110006
ITM0001321 | 11 kV Fuse Element 30 Amps | 11 KV FUSE ELEMENT 30 AMPS | NUMBER | 0 | [5 empty] | 2305110008
ITM0001322 | 11 kV Fuse element 50A (Oil Immersed ) | 11 KV FUSE ELEMENT 50A (OIL IMMERSED ) | NUMBER | 0 | [5 empty] | 2305110010
ITM0001323 | 11 kV Drop out cut out for capacitor bank | 11 KV DROP OUT CUT OUT FOR CAPACITOR BANK | SET | 0 | [5 empty] | 2305190001
ITM0001324 | MICOM P-122 Relay (AREVA) | MICOM P-122 RELAY (AREVA) | NUMBER | 0 | [5 empty] | 2307010001
ITM0001325 | Relay TJM-10(2 Over Current &Earth Fault B 2230) | RELAY TJM-10(2 OVER CURRENT &EARTH FAULT B 2230) | NUMBER | 0 | [5 empty] | 2307010002
ITM0001326 | MICOM P-127 Relay (AREVA) | MICOM P-127 RELAY (AREVA) | NUMBER | 0 | [5 empty] | 2307030001
ITM0001327 | Buchholz | BUCHHOLZ | NUMBER | 0 | [5 empty] | 2307130001
ITM0001328 | Contactors-Art no. LA1D09A65 | CONTACTORS-ART NO. LA1D09A65 | NUMBER | 0 | [5 empty] | 2307990006
ITM0001329 | Contactors-Art no. LRD09310A65 | CONTACTORS-ART NO. LRD09310A65 | NUMBER | 0 | [5 empty] | 2307990007
ITM0001330 | Contactors-Art no. LRD09305A65 | CONTACTORS-ART NO. LRD09305A65 | NUMBER | 0 | [5 empty] | 2307990008
ITM0001331 | Complete Compact Fluorescent Lamp (CFL) Unit 23 Watt | COMPLETE COMPACT FLUORESCENT LAMP (CFL) UNIT 23 WATT | NUMBER | 0 | [5 empty] | 2503050005
ITM0001332 | Complete Compact Fluorescent Lamp (CFL) Unit 14 Watt | COMPLETE COMPACT FLUORESCENT LAMP (CFL) UNIT 14 WATT | NUMBER | 0 | [5 empty] | 2503050006
ITM0001333 | Lamp Halogen | LAMP HALOGEN | NUMBER | 0 | [5 empty] | 2503130001
ITM0001334 | Complete Electronics Ballast (EB) Unit | COMPLETE ELECTRONICS BALLAST (EB) UNIT | NUMBER | 0 | [5 empty] | 2503990010
ITM0001335 | VHF Battery | VHF BATTERY | SET | 0 | [5 empty] | 2901990002
ITM0001336 | VHF Towers | VHF TOWERS | NUMBER | 0 | [5 empty] | 2901990003
ITM0001337 | 11 kV Metering Unit with 100/5A CTR & Modem with RMR/AMR facitily | 11 KV METERING UNIT WITH 100/5A CTR & MODEM WITH RMR/AMR FACITILY | SET | 0 | [5 empty] | 2109030026
ITM0001338 | 400 V Elect. Progamable Metering Unit 200/5 A | 400 V ELECT. PROGAMABLE METERING UNIT 200/5 A | SET | 0 | [5 empty] | 2109050001
ITM0001339 | Prog. type 3-Ph. 4-wire whole current Meter 100 A | PROG. TYPE 3-PH. 4-WIRE WHOLE CURRENT METER 100 A | NUMBER | 0 | [5 empty] | 2109050004
ITM0001340 | Programable Whole Current 3-Phase Digital Meter 5(80) Amps | PROGRAMABLE WHOLE CURRENT 3-PHASE DIGITAL METER 5(80) AMPS | SET | 0 | [5 empty] | 2109050005
ITM0001341 | Prog.type. Whole current Meter 100 A with enclosure ( out door type) . | PROG.TYPE. WHOLE CURRENT METER 100 A WITH ENCLOSURE ( OUT DOOR TYPE) . | NUMBER | 0 | [5 empty] | 2109050006
ITM0001342 | Programmable type meter whole current 400V 3 phase 4 wire 100 Amps | PROGRAMMABLE TYPE METER WHOLE CURRENT 400V_X000D_ 3 PHASE 4 WIRE 100 AMPS | NUMBER | 0 | [5 empty] | 2109050009
ITM0001343 | 400V3x10(60)A non prog.consumer meter. | 400V3X10(60)A NON PROG.CONSUMER METER. | NUMBER | 0 | [5 empty] | 2109050012
ITM0001344 | LT Single phase Electronic Kwh Meters 10(40) A | LT SINGLE PHASE ELECTRONIC KWH METERS 10(40) A | NUMBER | 0 | [5 empty] | 2109070003
ITM0001345 | Spare PT for 11 kV metering unit Indoor | SPARE PT FOR 11 KV METERING UNIT INDOOR | NUMBER | 0 |  |  |  | ENERGY METERS |  | 2109090001
ITM0001346 | Spare CT for 11 kV Indoor Metering Unit,15/5 Amps | SPARE CT FOR 11 KV INDOOR METERING UNIT,15/5 AMPS | NUMBER | 0 | [5 empty] | 2109090012
ITM0001347 | Spare CT for 11kv indoor metering unit,30/5 Amps | SPARE CT FOR 11KV INDOOR METERING UNIT,30/5 AMPS | NUMBER | 0 | [5 empty] | 2109090013
ITM0001348 | Spare CT for 11 kV Outdoor Metering Unit,400/5 Amps | SPARE CT FOR 11 KV OUTDOOR METERING UNIT,400/5 AMPS | NUMBER | 0 | [5 empty] | 2109090018
ITM0001349 | Spare CT for 11 kV Indoor Metering Unit,150/5 Amps | SPARE CT FOR 11 KV INDOOR METERING UNIT,150/5 AMPS | NUMBER | 0 | [5 empty] | 2109090019
ITM0001350 | Spare CT for 11 kV Indoor Metering Unit,300/5 Amps | SPARE CT FOR 11 KV INDOOR METERING UNIT,300/5 AMPS | NUMBER | 0 | [5 empty] | 2109090020
ITM0001351 | Single & Three Phase Meter Test Bench testing facilities up to 20 meters(Model-MTS-320) | SINGLE & THREE PHASE METER TEST BENCH TESTING FACILITIES UP TO 20 METERS(MODEL-MTS-320) | SET | 0 | [5 empty] | 2109090022
ITM0001352 | Pad Lock type Meter seal (Red) | PAD LOCK TYPE METER SEAL (RED) | NUMBER | 0 | [5 empty] | 2109090026
ITM0001353 | Pad Lock type meter seal (Yellow) | PAD LOCK TYPE METER SEAL (YELLOW) | NUMBER | 0 | [5 empty] | 2109090027
ITM0001354 | Main Seal -Art no. 995A 1576 | MAIN SEAL -ART NO. 995A 1576 | NUMBER | 0 | [5 empty] | 2109090028
ITM0001355 | Main Seal -Art no. 995A27 | MAIN SEAL -ART NO. 995A27 | NUMBER | 0 | [5 empty] | 2109090029
ITM0001356 | PAPER SEAL | PAPER SEAL | NUMBER | 0 | [5 empty] | 2109090030
ITM0001357 | Main seal -Art no.995A1412Y | MAIN SEAL -ART NO.995A1412Y | NUMBER | 0 | [5 empty] | 2109990032
ITM0001358 | Transformer Structure | TRANSFORMER STRUCTURE | SET | 0 | [5 empty] | 1101030002
ITM0001359 | Transformer Platform Supp. Angle ( For Tr. Strucuture) | TRANSFORMER PLATFORM SUPP. ANGLE ( FOR TR. STRUCUTURE) | NUMBER | 0 | [5 empty] | 1101030003
ITM0001360 | Transformer Platform Brace ( For T.S) | TRANSFORMER PLATFORM BRACE ( FOR T.S) | NUMBER | 0 | [5 empty] | 1101030007
ITM0001361 | Steel Channel 1'-2' x 4"x4" | STEEL CHANNEL 1'-2' X 4"X4" | NUMBER | 0 | [5 empty] | 1101030011
ITM0001362 | 135.7/37.5KV ,50/75 MVA Power Transformer | 135.7/37.5KV ,50/75 MVA POWER TRANSFORMER | SET | 0 | [5 empty] | 1103010002
ITM0001363 | 134/37 KV, 50/75 MVA Power Transformer | 134/37 KV, 50/75 MVA POWER TRANSFORMER | SET | 0 | [5 empty] | 1103010004
ITM0001364 | PT-132 KV Transformer | PT-132 KV TRANSFORMER | NUMBER | 0 | [5 empty] | 1103050002
ITM0001365 | PVC Cable end cap | PVC CABLE END CAP | NUMBER | 0 | [5 empty] | 0515990002
ITM0001366 | Indoor 33 KV Bus P.T | INDOOR 33 KV BUS P.T | NUMBER | 0 | [5 empty] | 1103050006
ITM0001367 | PT 11000/110V (Indoor) | PT 11000/110V (INDOOR) | NUMBER | 0 | [5 empty] | 1103050010
ITM0001368 | CT Outdoor type 33 KV | CT OUTDOOR TYPE 33 KV | NUMBER | 0 | [5 empty] | 1103070006
ITM0001369 | Current Transformer 800-400/1-1-1 | CURRENT TRANSFORMER 800-400/1-1-1 | SET | 0 | [5 empty] | 1103070007
ITM0001370 | CT Outdoor 15/5 Amps | CT OUTDOOR 15/5 AMPS | NUMBER | 0 | [5 empty] | 1103070009
ITM0001371 | CT Indoor 150/5 amps | CT INDOOR 150/5 AMPS | NUMBER | 0 | [5 empty] | 1103070020
ITM0001372 | CT'S 400/1 15VA C11 Ring Type | CT'S 400/1 15VA C11 RING TYPE | NUMBER | 0 | [5 empty] | 1103070024
ITM0001373 | Complete OLTC (On Load Tapchanger) AT317 44/300L3 for 20/28 MVA power Transformer. | COMPLETE OLTC (ON LOAD TAPCHANGER) AT317 44/300L3 FOR 20/28 MVA POWER TRANSFORMER. | NUMBER | 0 | [5 empty] | 1103090005
ITM0001374 | Complete OLTC (On Load Tap Changer) Tape AT31744/300RRS for 28/35, MVA Power Transformer. | COMPLETE OLTC (ON LOAD TAP CHANGER) TAPE AT31744/300RRS FOR 28/35, MVA POWER TRANSFORMER. | NUMBER | 0 | [5 empty] | 1103090006
ITM0001375 | Complete OLTC (On Load Tapchanger) AT333 44/300RRS for 35/50 MVA power Transformer. | COMPLETE OLTC (ON LOAD TAPCHANGER) AT333 44/300RRS FOR 35/50 MVA POWER TRANSFORMER. | NUMBER | 0 | [5 empty] | 1103090007
ITM0001376 | Gasket Set | GASKET SET | NUMBER | 0 | [5 empty] | 1103090008
ITM0001377 | Tracer (Audio Visual Type) | TRACER (AUDIO VISUAL TYPE) | NUMBER | 0 | [5 empty] | 2109990035
ITM0001378 | MCB 2 Amps to 6 Amps | MCB 2 AMPS TO 6 AMPS | NUMBER | 0 | [5 empty] | 2301010004
ITM0001379 | 400 Volt MCCB ENCLOSER (400 Amps) | 400 VOLT MCCB ENCLOSER (400 AMPS) | NUMBER | 0 | [5 empty] | 2301010006
ITM0001380 | 11 kV Gang Isolator without Earth blade | 11 KV GANG ISOLATOR WITHOUT EARTH BLADE | SET | 0 | [5 empty] | 2301150008
ITM0001381 | Disconnector earthing switch 132/33 KV | DISCONNECTOR EARTHING SWITCH 132/33 KV | NUMBER | 0 | [5 empty] | 2301150010
ITM0001382 | Programmable type electronic energy meter 33 KV | PROGRAMMABLE TYPE ELECTRONIC ENERGY METER 33 KV | NUMBER | 0 | [5 empty] | 2301150016
ITM0001383 | 33 KV Gong operated Isolator | 33 KV GONG OPERATED ISOLATOR | SET | 0 | [5 empty] | 2301150002
ITM0001384 | Straight Through Joint for 11KV 1c 800mm2 XLPE (Cu) Cable | STRAIGHT THROUGH JOINT FOR 11KV 1C 800MM2 XLPE (CU) CABLE | SET | 0 | [5 empty] | 0515050013
ITM0001385 | Straight Through Joint for 11KV 1c 500mm2 XLPE (Cu) Cable | STRAIGHT THROUGH JOINT FOR 11KV 1C 500MM2 XLPE (CU) CABLE | SET | 0 | [5 empty] | 0515050014
ITM0001386 | Straight Through Joint for 11KV 1c 300mm2 XLPE (Cu) Cable | STRAIGHT THROUGH JOINT FOR 11KV 1C 300MM2 XLPE (CU) CABLE | SET | 0 | [5 empty] | 0515050016
ITM0001387 | Straight Through Joint for 11KV 3c 185mm2 XLPE (Cu) Cable | STRAIGHT THROUGH JOINT FOR 11KV 3C 185MM2 XLPE (CU) CABLE | SET | 0 | [5 empty] | 0515050017
ITM0001388 | Straight Through Joint for 11KV 1c 185mm2 XLPE (Cu) Cable | STRAIGHT THROUGH JOINT FOR 11KV 1C 185MM2 XLPE (CU) CABLE | SET | 0 | [5 empty] | 0515050018
ITM0001389 | Pole (Outdoor) Kit Term for 415V 1c 300mm2 XLPE (Cu) Cable | POLE (OUTDOOR) KIT TERM FOR 415V 1C 300MM2 XLPE (CU) CABLE | SET | 0 | [5 empty] | 0515050019
ITM0001390 | Pole (Outdoor) Kit Term for 415V 4c 300mm2 XLPE (Cu) Cable | POLE (OUTDOOR) KIT TERM FOR 415V 4C 300MM2 XLPE (CU) CABLE | SET | 0 | [5 empty] | 0515050020
ITM0001391 | Pole (Outdoor) Kit Term for 415V 1c 185mm2 XLPE (Cu) Cable | POLE (OUTDOOR) KIT TERM FOR 415V 1C 185MM2 XLPE (CU) CABLE | SET | 0 | [5 empty] | 0515050021
ITM0001392 | Pole (Outdoor) Kit Term for 415V 4c 185mm2 XLPE (Cu) Cable | POLE (OUTDOOR) KIT TERM FOR 415V 4C 185MM2 XLPE (CU) CABLE | SET | 0 | [5 empty] | 0515050022
ITM0001393 | Pole (Outdoor) Kit Term for 415V 4c 185mm2 XLPE (Al) Cable | POLE (OUTDOOR) KIT TERM FOR 415V 4C 185MM2 XLPE (AL) CABLE | SET | 0 | [5 empty] | 0515050023
ITM0001394 | Pole (Outdoor) Kit Term for 415V 1c 185mm2 XLPE (Al) Cable | POLE (OUTDOOR) KIT TERM FOR 415V 1C 185MM2 XLPE (AL) CABLE | SET | 0 | [5 empty] | 0515050025
ITM0001395 | Pole (Outdoor) Kit Term for 415V 1c 95mm2 XLPE (Cu) Cable | POLE (OUTDOOR) KIT TERM FOR 415V 1C 95MM2 XLPE (CU) CABLE | SET | 0 | [5 empty] | 0515050026
ITM0001396 | Pole (Outdoor) Kit Term for 415V 1c 95mm2 XLPE (Al) Cable | POLE (OUTDOOR) KIT TERM FOR 415V 1C 95MM2 XLPE (AL) CABLE | SET | 0 | [5 empty] | 0515050027
ITM0001397 | Pole (Outdoor) Kit Term for 415V 1c 300mm2 PVC (Cu) Cable | POLE (OUTDOOR) KIT TERM FOR 415V 1C 300MM2 PVC (CU) CABLE | SET | 0 | [5 empty] | 0515050028
ITM0001398 | Pole (Outdoor) Kit Term for 415V 4c 300mm2 PVC (Cu) Cable | POLE (OUTDOOR) KIT TERM FOR 415V 4C 300MM2 PVC (CU) CABLE | SET | 0 | [5 empty] | 0515050029
ITM0001399 | Pole (Outdoor) Kit Term for 415V 1c 185mm2 PVC (Cu) Cable | POLE (OUTDOOR) KIT TERM FOR 415V 1C 185MM2 PVC (CU) CABLE | SET | 0 | [5 empty] | 0515050030
ITM0001400 | Pole (Outdoor) Kit Term for 415V 4c 185mm2 PVC (Cu) Cable | POLE (OUTDOOR) KIT TERM FOR 415V 4C 185MM2 PVC (CU) CABLE | SET | 0 | [5 empty] | 0515050031
ITM0001401 | Pole (Outdoor) Kit Term for 415V 4c 185mm2 PVC (Al) Cable | POLE (OUTDOOR) KIT TERM FOR 415V 4C 185MM2 PVC (AL) CABLE | SET | 0 | [5 empty] | 0515050032
ITM0001402 | Pole (Outdoor) Kit Term for 415V 1c 185mm2 PVC (Al) Cable | POLE (OUTDOOR) KIT TERM FOR 415V 1C 185MM2 PVC (AL) CABLE | SET | 0 | [5 empty] | 0515050034
ITM0001403 | Pole (Outdoor) Kit Term for 415V 1c 95mm2 PVC (Cu) Cable | POLE (OUTDOOR) KIT TERM FOR 415V 1C 95MM2 PVC (CU) CABLE | SET | 0 | [5 empty] | 0515050035
ITM0001404 | Pole (Outdoor) Kit Term for 415V 1c 95mm2 PVC (Al) Cable | POLE (OUTDOOR) KIT TERM FOR 415V 1C 95MM2 PVC (AL) CABLE | SET | 0 | [5 empty] | 0515050036
ITM0001405 | 11 kV Termination Kit 3x95mm2 XLPE Cu. (Outdoor) | 11 KV TERMINATION KIT 3X95MM2 XLPE CU. (OUTDOOR) | NUMBER | 0 | [5 empty] | 0515050039
ITM0001406 | 11 kV Termination Kit 3x185mm2 XLPE Al. (Outdoor) | 11 KV TERMINATION KIT 3X185MM2 XLPE AL. (OUTDOOR) | NUMBER | 0 | [5 empty] | 0515050040
ITM0001407 | 33 KV Termination Kit 1x400mm2 XLPE Cu. (Outdoor) | 33 KV TERMINATION KIT 1X400MM2 XLPE CU. (OUTDOOR) | NUMBER | 0 | [5 empty] | 0515050043
ITM0001408 | 33 KV Termination Kit 1x500mm2 XLPE Cu. (Outdoor) | 33 KV TERMINATION KIT 1X500MM2 XLPE CU. (OUTDOOR) | NUMBER | 0 | [5 empty] | 0515050044
ITM0001409 | Termination Box 300mm2 3c. Cu. (Outdoor) | TERMINATION BOX 300MM2 3C. CU. (OUTDOOR) | SET | 0 | [5 empty] | 0515050049
ITM0001410 | 11 KV Termination Kit 1 × 300 mm2 XLPE Copper (Outdoor) | 11 KV TERMINATION KIT 1 × 300 MM2 XLPE COPPER (OUTDOOR) | NUMBER | 0 | [5 empty] | 0515050051
ITM0001411 | 11 kV Termination Kit 3x35 mm2 XLPE (Al.) Aerail Outdoor | 11 KV TERMINATION KIT 3X35 MM2 XLPE (AL.) AERAIL OUTDOOR | NUMBER | 0 | [5 empty] | 0515050060
ITM0001412 | Link box for straight type joint, cross bonding & Termination | LINK BOX FOR STRAIGHT TYPE JOINT, CROSS BONDING & TERMINATION | NUMBER | 0 | [5 empty] | 0515110001
ITM0001413 | Un Insulated Gland 185 mm2 3c | UN INSULATED GLAND 185 MM2 3C | NUMBER | 0 | [5 empty] | 0515990005
ITM0001414 | Yellow Marker tape-printed | YELLOW MARKER TAPE-PRINTED | KILOMETER | 0 | [5 empty] | 0515990009
ITM0001415 | Terminations and identification ferrules for item 1 to site | TERMINATIONS AND IDENTIFICATION FERRULES FOR ITEM 1 TO SITE | NUMBER | 0 | [5 empty] | 0515990010
ITM0001416 | PIB Tape | PIB TAPE | NUMBER | 0 | [5 empty] | 0515990012
ITM0001417 | PVC Black Tape (20x10) mm. | PVC BLACK TAPE (20X10) MM. | ROLL | 0 | [5 empty] | 0515990014
ITM0001418 | PVC Black tape (50x10) mm | PVC BLACK TAPE (50X10) MM | ROLL | 0 | [5 empty] | 0515990015
ITM0001419 | Water Proof Magestic Inpregnated tape (5X9) mm | WATER PROOF MAGESTIC INPREGNATED TAPE (5X9) MM | ROLL | 0 | [5 empty] | 0515990016
ITM0001420 | Stainless still strapping tools | STAINLESS STILL STRAPPING TOOLS | NUMBER | 0 | [5 empty] | 0701990001
ITM0001421 | Hammer 5 lbs | HAMMER 5 LBS | NUMBER | 0 | [5 empty] | 0705010004
ITM0001422 | 132 KV Cable Tools Box | 132 KV CABLE TOOLS BOX | NUMBER | 0 | [5 empty] | 0705050001
ITM0001423 | Screw Driver -10'' | SCREW DRIVER -10'' | NUMBER | 0 | [5 empty] | 0705070001
ITM0001424 | Screw Driver -8'' (Star) | SCREW DRIVER -8'' (STAR) | NUMBER | 0 | [5 empty] | 0705070002
ITM0001425 | Screw driver 6" (Star) | SCREW DRIVER 6" (STAR) | NUMBER | 0 | [5 empty] | 0705070003
ITM0001426 | Spanner Ring | SPANNER RING | NUMBER | 0 | [5 empty] | 0705070004
ITM0001427 | Set of Spanners open ended (Dual wrench) | SET OF SPANNERS OPEN ENDED (DUAL WRENCH) | NUMBER | 0 | [5 empty] | 0705070005
ITM0001428 | Set of Spanners Open ended | SET OF SPANNERS OPEN ENDED | SET | 0 | [5 empty] | 0705070006
ITM0001429 | Burndy High Press Tools MD-6 | BURNDY HIGH PRESS TOOLS MD-6 | NUMBER | 0 | [5 empty] | 0705070007
ITM0001430 | Burndy Compression Tools | BURNDY COMPRESSION TOOLS | NUMBER | 0 | [5 empty] | 0705070009
ITM0001431 | Bolt cutter 24" | BOLT CUTTER 24" | NUMBER | 0 | [5 empty] | 0705070010
ITM0001432 | Bolt cutter 36" | BOLT CUTTER 36" | NUMBER | 0 | [5 empty] | 0705070011
ITM0001433 | Tools Kit for y-35 | TOOLS KIT FOR Y-35 | NUMBER | 0 | [5 empty] | 0705070012
ITM0001434 | Repair kit for y -35 | REPAIR KIT FOR Y -35 | NUMBER | 0 | [5 empty] | 0705070013
ITM0001435 | Cold Chiesel 10x1 | COLD CHIESEL 10X1 | NUMBER | 0 | [5 empty] | 0705070014
ITM0001436 | Cold Chiesel 6x0.5 | COLD CHIESEL 6X0.5 | NUMBER | 0 | [5 empty] | 0705070015
ITM0001437 | Gas Burner | GAS BURNER | NUMBER | 0 | [5 empty] | 0705070016
ITM0001438 | Cutting pliers | CUTTING PLIERS | NUMBER | 0 | [5 empty] | 0705110001
ITM0001439 | Wire Grip | WIRE GRIP | NUMBER | 0 | [5 empty] | 0705410001
ITM0001440 | Wrench Mole Gripe | WRENCH MOLE GRIPE | NUMBER | 0 | [5 empty] | 0705410002
ITM0001441 | Hacksaw Frame (large) | HACKSAW FRAME (LARGE) | NUMBER | 0 | [5 empty] | 0705990002
ITM0001442 | Hacksaw Frame (small) | HACKSAW FRAME (SMALL) | NUMBER | 0 | [5 empty] | 0705990003
ITM0001443 | Flat file 10'' | FLAT FILE 10'' | NUMBER | 0 | [5 empty] | 0705990005
ITM0001444 | Half round file 10'' | HALF ROUND FILE 10'' | NUMBER | 0 | [5 empty] | 0705990006
ITM0001445 | Line mans tool bag | LINE MANS TOOL BAG | NUMBER | 0 | [5 empty] | 0705990008
ITM0001446 | Tool Box 55722500 | TOOL BOX 55722500 | NUMBER | 0 | [5 empty] | 0705990010
ITM0001447 | Allen Key | ALLEN KEY | NUMBER | 0 | [5 empty] | 0705990011
ITM0001448 | Gudgeon Pin H.P- Art no. 15030177,134/37 KV XF Bushing | GUDGEON PIN H.P- ART NO. 15030177,134/37 KV XF BUSHING | NUMBER | 0 | [5 empty] | 6811990003
ITM0001449 | Gudgeon Pin L.P Art no. 15030116,134/37 KV XF Bushing | GUDGEON PIN L.P ART NO. 15030116,134/37 KV XF BUSHING | NUMBER | 0 | [5 empty] | 6811990004
ITM0001450 | Circlip-Art no. 3352122,134/37 KV XF Bushing | CIRCLIP-ART NO. 3352122,134/37 KV XF BUSHING | NUMBER | 0 | [5 empty] | 6811990005
ITM0001451 | Circlip- Art no.15032146,,134/37 KV XF Bushing | CIRCLIP- ART NO.15032146,,134/37 KV XF BUSHING | NUMBER | 0 | [5 empty] | 6811990006
ITM0001452 | Bearing Shell(Spacing)- Art no. 15030153,,134/37 KV XF Bushing | BEARING SHELL(SPACING)- ART NO. 15030153,,134/37 KV XF BUSHING | NUMBER | 0 | [5 empty] | 6811990007
ITM0001453 | Ring Kit -Art no. 1503616560,134/37 KV XF Bushing | RING KIT -ART NO. 1503616560,134/37 KV XF BUSHING | NUMBER | 0 | [5 empty] | 6811990008
ITM0001454 | Cylinder/Piston Cpte H.P Art no. 150303,134/37 KV XF Bushing | CYLINDER/PISTON CPTE H.P ART NO. 150303,134/37 KV XF BUSHING | NUMBER | 0 | [5 empty] | 6811990009
ITM0001455 | Cylinder/Piston L.P Art no. 1503038080,134/37 KV XF Bushing | CYLINDER/PISTON L.P ART NO. 1503038080,134/37 KV XF BUSHING | NUMBER | 0 | [5 empty] | 6811990010
ITM0001456 | Valve Kit- Art no.1503613160,,134/37 KV XF Bushing | VALVE KIT- ART NO.1503613160,,134/37 KV XF BUSHING | NUMBER | 0 | [5 empty] | 6811990011
ITM0001457 | Filter Kit -Art no.15032146,,134/37 KV XF Bushing | FILTER KIT -ART NO.15032146,,134/37 KV XF BUSHING | NUMBER | 0 | [5 empty] | 6811990012
ITM0001458 | Safety Valve 15.4 Bar 8mm Y4 B Art nov31,,134/37 KV XF Bushing | SAFETY VALVE 15.4 BAR 8MM Y4 B ART NOV31,,134/37 KV XF BUSHING | NUMBER | 0 | [5 empty] | 6811990013
ITM0001459 | ML1 Reducer Valve- Art no. GLDML1,,134/37 KV XF Bushing | ML1 REDUCER VALVE- ART NO. GLDML1,,134/37 KV XF BUSHING | NUMBER | 0 | [5 empty] | 6811990014
ITM0001460 | Indoor Remote Control Relay & Signating Pannel | INDOOR REMOTE CONTROL RELAY & SIGNATING PANNEL | NUMBER | 0 | [5 empty] | 7002050010
ITM0001461 | LV NPT Cable box | LV NPT CABLE BOX | NUMBER | 0 | [5 empty] | 7002990002
ITM0001462 | 33 KV Straight through joint for 185 mm2 3C. Cu. XLPE | 33 KV STRAIGHT THROUGH JOINT FOR 185 MM2 3C. CU. XLPE | SET | 0 | [5 empty] | 0515010005
ITM0001463 | 33 KV St. Th. Joint Box For 1c 400 sq. mm XLPE(Cu) | 33 KV ST. TH. JOINT BOX FOR 1C 400 SQ. MM XLPE(CU) | SET | 0 | [5 empty] | 0515010008
ITM0001464 | 33KV Straight Through Joint 1 × 800 mm2 XLPE Copper | 33KV STRAIGHT THROUGH JOINT 1 × 800 MM2 XLPE COPPER | NUMBER | 0 | [5 empty] | 0515010011
ITM0001465 | 33 KV Straight through joint 3 core | 33 KV STRAIGHT THROUGH JOINT 3 CORE | SET | 0 | [5 empty] | 0515010012
ITM0001466 | 11KV straight throught joint for 3 core XLPE (Cu.) 95mm2 | 11KV STRAIGHT THROUGHT JOINT FOR 3 CORE XLPE (CU.) 95MM2 | SET | 0 | [5 empty] | 0515010015
ITM0001467 | 11KV Straight Through Joint 185mm² XLPE 3-Core Copper Cable . | 11KV STRAIGHT THROUGH JOINT 185MM² XLPE 3-CORE COPPER CABLE . | SET | 0 | [5 empty] | 0515010017
ITM0001468 | Straight Through Joint 300mm2 3C. Cu. 11 KV | STRAIGHT THROUGH JOINT 300MM2 3C. CU. 11 KV | SET | 0 | [5 empty] | 0515010018
ITM0001469 | 11KV Straight Through Joint 300mm² 3-Core XLPE COpper Cable . | 11KV STRAIGHT THROUGH JOINT 300MM² 3-CORE XLPE COPPER CABLE . | NUMBER | 0 | [5 empty] | 0515010019
ITM0001470 | 11 kV Straight Through Joint 3x185mm2 XLPE Al. | 11 KV STRAIGHT THROUGH JOINT 3X185MM2 XLPE AL. | NUMBER | 0 | [5 empty] | 0515010020
ITM0001471 | 11 kV Straight Through Joint 3x185mm2 XLPE Cu. | 11 KV STRAIGHT THROUGH JOINT 3X185MM2 XLPE CU. | NUMBER | 0 | [5 empty] | 0515010021
ITM0001472 | 33 KV Straight Shrough Joint 1x400mm2 XLPE Cu. | 33 KV STRAIGHT SHROUGH JOINT 1X400MM2 XLPE CU. | NUMBER | 0 | [5 empty] | 0515010022
ITM0001473 | 33 kV Straight through Joint 1x500mm2 XLPE Cu. | 33 KV STRAIGHT THROUGH JOINT 1X500MM2 XLPE CU. | NUMBER | 0 | [5 empty] | 0515010023
ITM0001474 | Straight through joint kit for 3c XPLE (AL) 185mm2 | STRAIGHT THROUGH JOINT KIT FOR 3C XPLE (AL) 185MM2 | SET | 0 | [5 empty] | 0515010025
ITM0001475 | Straight through joint for 150mm2 3c Cu. PILC | STRAIGHT THROUGH JOINT FOR 150MM2 3C CU. PILC | SET | 0 | [5 empty] | 0515010026
ITM0001476 | Straight joints complete for item 1 to site | STRAIGHT JOINTS COMPLETE FOR ITEM 1 TO SITE | NUMBER | 0 | [5 empty] | 0515010028
ITM0001477 | Straight Through Joint for 132KV 1c 1200mm2 XLPE (Cu) Cable | STRAIGHT THROUGH JOINT FOR 132KV 1C 1200MM2 XLPE (CU) CABLE | SET | 0 | [5 empty] | 0515010029
ITM0001478 | Straight Through Joint for 132KV 1c 800mm2 XLPE (Cu) Cable | STRAIGHT THROUGH JOINT FOR 132KV 1C 800MM2 XLPE (CU) CABLE | SET | 0 | [5 empty] | 0515010030
ITM0001479 | Straight Through Joint for 132KV 1c 500mm2 XLPE (Cu) Cable | STRAIGHT THROUGH JOINT FOR 132KV 1C 500MM2 XLPE (CU) CABLE | SET | 0 | [5 empty] | 0515010031
ITM0001480 | Straight Through Joint for 132KV 1c 500mm2 Oil Field (Cu) Cable | STRAIGHT THROUGH JOINT FOR 132KV 1C 500MM2 OIL FIELD (CU) CABLE | SET | 0 | [5 empty] | 0515010032
ITM0001481 | Straight Through Joint for 33KV 1c 1200mm2 XLPE (Cu) Cable | STRAIGHT THROUGH JOINT FOR 33KV 1C 1200MM2 XLPE (CU) CABLE | SET | 0 | [5 empty] | 0515010033
ITM0001482 | Straight Through Joint for 33KV 1c 800mm2 XLPE (Cu) Cable | STRAIGHT THROUGH JOINT FOR 33KV 1C 800MM2 XLPE (CU) CABLE | SET | 0 | [5 empty] | 0515010034
ITM0001483 | Straight Through Joint for 33KV 1c 500mm2 XLPE (Cu) Cable | STRAIGHT THROUGH JOINT FOR 33KV 1C 500MM2 XLPE (CU) CABLE | SET | 0 | [5 empty] | 0515010035
ITM0001484 | Straight Through Joint for 33KV 1c 400mm2 XLPE (Cu) Cable | STRAIGHT THROUGH JOINT FOR 33KV 1C 400MM2 XLPE (CU) CABLE | SET | 0 | [5 empty] | 0515010036
ITM0001485 | Straight Through Joint for 33KV 1c 300mm2 XLPE (Cu) Cable | STRAIGHT THROUGH JOINT FOR 33KV 1C 300MM2 XLPE (CU) CABLE | SET | 0 | [5 empty] | 0515010037
ITM0001486 | Straight Through Joint for 33KV 3c 300mm2 XLPE (Cu) Cable | STRAIGHT THROUGH JOINT FOR 33KV 3C 300MM2 XLPE (CU) CABLE | SET | 0 | [5 empty] | 0515010038
ITM0001487 | Straight Through Joint for 33KV 3c 185mm2 XLPE (Cu) Cable | STRAIGHT THROUGH JOINT FOR 33KV 3C 185MM2 XLPE (CU) CABLE | SET | 0 | [5 empty] | 0515010039
ITM0001488 | Box (Indoor) Kit Term for 11KV 1c 800mm2 XLPE (Cu) Cable | BOX (INDOOR) KIT TERM FOR 11KV 1C 800MM2 XLPE (CU) CABLE | SET | 0 | [5 empty] | 0515010040
ITM0001489 | Box (Indoor) Kit Term for 11KV 3c 300mm2 XLPE (Cu) Cable | BOX (INDOOR) KIT TERM FOR 11KV 3C 300MM2 XLPE (CU) CABLE | SET | 0 | [5 empty] | 0515010042
ITM0001490 | Box (Indoor) Kit Term for 11KV 1c 300mm2 XLPE (Cu) Cable | BOX (INDOOR) KIT TERM FOR 11KV 1C 300MM2 XLPE (CU) CABLE | SET | 0 | [5 empty] | 0515010043
ITM0001491 | Box (Indoor) Kit Term for 11KV 3c 185mm2 XLPE (Cu) Cable | BOX (INDOOR) KIT TERM FOR 11KV 3C 185MM2 XLPE (CU) CABLE | SET | 0 | [5 empty] | 0515010044
ITM0001492 | Box (Indoor) Kit Term for 11KV 1c 185mm2 XLPE (Cu) Cable | BOX (INDOOR) KIT TERM FOR 11KV 1C 185MM2 XLPE (CU) CABLE | SET | 0 | [5 empty] | 0515010045
ITM0001493 | Straight Through Joint for 11KV 3c 35mm2 XLPE (Cu) Cable | STRAIGHT THROUGH JOINT FOR 11KV 3C 35MM2 XLPE (CU) CABLE | SET | 0 | [5 empty] | 0515010046
ITM0001494 | Straight Through Joint for 415V 1c 300mm2 XLPE (Cu) Cable | STRAIGHT THROUGH JOINT FOR 415V 1C 300MM2 XLPE (CU) CABLE | SET | 0 | [5 empty] | 0515010047
ITM0001495 | Straight Through Joint for 415V 4c 300mm2 XLPE (Cu) Cable | STRAIGHT THROUGH JOINT FOR 415V 4C 300MM2 XLPE (CU) CABLE | SET | 0 | [5 empty] | 0515010048
ITM0001496 | Straight Through Joint for 415V 1c 185mm2 XLPE (Cu) Cable | STRAIGHT THROUGH JOINT FOR 415V 1C 185MM2 XLPE (CU) CABLE | SET | 0 | [5 empty] | 0515010049
ITM0001497 | Straight Through Joint for 415V 4c 185mm2 XLPE (Cu) Cable | STRAIGHT THROUGH JOINT FOR 415V 4C 185MM2 XLPE (CU) CABLE | SET | 0 | [5 empty] | 0515010050
ITM0001498 | Straight Through Joint for 415V 4c 185mm2 XLPE (Al) Cable | STRAIGHT THROUGH JOINT FOR 415V 4C 185MM2 XLPE (AL) CABLE | SET | 0 | [5 empty] | 0515010051
ITM0001499 | Straight Through Joint for 415V 1c 185mm2 XLPE (Al) Cable | STRAIGHT THROUGH JOINT FOR 415V 1C 185MM2 XLPE (AL) CABLE | SET | 0 | [5 empty] | 0515010053
ITM0001500 | Straight Through Joint for 415V 1c 95mm2 XLPE (Cu) Cable | STRAIGHT THROUGH JOINT FOR 415V 1C 95MM2 XLPE (CU) CABLE | SET | 0 | [5 empty] | 0515010054
ITM0001501 | Straight Through Joint for 415V 1c 95mm2 XLPE (Al) Cable | STRAIGHT THROUGH JOINT FOR 415V 1C 95MM2 XLPE (AL) CABLE | SET | 0 | [5 empty] | 0515010055
ITM0001502 | Straight Through Joint for 415V 1c 300mm2 PVC (Cu) Cable | STRAIGHT THROUGH JOINT FOR 415V 1C 300MM2 PVC (CU) CABLE | SET | 0 | [5 empty] | 0515010056
ITM0001503 | Straight Through Joint for 415V 4c 300mm2 PVC (Cu) Cable | STRAIGHT THROUGH JOINT FOR 415V 4C 300MM2 PVC (CU) CABLE | SET | 0 | [5 empty] | 0515010057
ITM0001504 | Straight Through Joint for 415V 1c 185mm2 PVC (Cu) Cable | STRAIGHT THROUGH JOINT FOR 415V 1C 185MM2 PVC (CU) CABLE | SET | 0 | [5 empty] | 0515010058
ITM0001505 | Single Cab Pick-up | SINGLE CAB PICK-UP | NUMBER | 0 | [5 empty] | 3101370001
ITM0001506 | Nissan Double Cabin Pickup 4x4 (petrol) 2400cc | NISSAN DOUBLE CABIN PICKUP 4X4 (PETROL) 2400CC | NUMBER | 0 | [5 empty] | 3101390001
ITM0001507 | MITSUBISHI DOUBLE CABIN PICKUP | MITSUBISHI DOUBLE CABIN PICKUP | NUMBER | 0 | [5 empty] | 3101390002
ITM0001508 | Pajero Jeep | PAJERO JEEP | NUMBER | 0 | [5 empty] | 3101410001
ITM0001509 | Nissan Sunny 1295 cc Sedan Car | NISSAN SUNNY 1295 CC SEDAN CAR | EACH | 0 | [5 empty] | 3101430001
ITM0001510 | Toyota Car | TOYOTA CAR | NUMBER | 0 | [5 empty] | 3101430002
ITM0001511 | Honda(Motor Cycle) | HONDA(MOTOR CYCLE) | NUMBER | 0 | [5 empty] | 3101450001
ITM0001512 | Cable oil | CABLE OIL | BARREL | 0 | [5 empty] | 3501030001
ITM0001513 | MDPE sheath repair sleeve and kit for 132 kV underground single core 800 mm2 XLPE cable | MDPE SHEATH REPAIR SLEEVE AND KIT FOR 132 KV UNDERGROUND SINGLE CORE 800 MM2 XLPE CABLE | NUMBER | 0 | [5 empty] | 0507130038
ITM0001514 | 11 KV 1c 300mm2 XLPE (Cu) Cable | 11 KV 1C 300MM2 XLPE (CU) CABLE | MTR. | 0 | [5 empty] | 0507130039
ITM0001515 | 11 KV 1c 185mm2 XLPE (Cu) Cable | 11 KV 1C 185MM2 XLPE (CU) CABLE | MTR. | 0 | [5 empty] | 0507130040
ITM0001516 | 11 KV 3c 35mm2 XLPE (Cu) Cable | 11 KV 3C 35MM2 XLPE (CU) CABLE | MTR. | 0 | [5 empty] | 0507130041
ITM0001517 | 132 KV U/G Power Cable (Recoverd) single core | 132 KV U/G POWER CABLE (RECOVERD) SINGLE CORE | MTR. | 0 | [5 empty] | 0507130042
ITM0001518 | 4X25mm2 PVC Cable (Al.) | 4X25MM2 PVC CABLE (AL.) | KILOMETER | 0 | [5 empty] | 0507150003
ITM0001519 | Conductor Cu 35mm2 | CONDUCTOR CU 35MM2 | MTR. | 0 | [5 empty] | 0507170001
ITM0001520 | 2x4 sq. mm self Supported Duplex | 2X4 SQ. MM SELF SUPPORTED DUPLEX | MTR. | 0 | [5 empty] | 0507170002
ITM0001521 | 2x10 sq. mm self Supported Duplex | 2X10 SQ. MM SELF SUPPORTED DUPLEX | MTR. | 0 | [5 empty] | 0507170003
ITM0001522 | 4x16 sq. mm self Supported Duplex | 4X16 SQ. MM SELF SUPPORTED DUPLEX | MTR. | 0 | [5 empty] | 0507170004
ITM0001523 | Conductor quaduplex PVC Cu 4mm2 (4X4) | CONDUCTOR QUADUPLEX PVC CU 4MM2 (4X4) | MTR. | 0 | [5 empty] | 0507170005
ITM0001524 | Conductor quaduplex PVC Cu 10mm2 (4X10) | CONDUCTOR QUADUPLEX PVC CU 10MM2 (4X10) | MTR. | 0 | [5 empty] | 0507170006
ITM0001525 | Conductor quaduplex PVC Cu 16mm2 (4X16) | CONDUCTOR QUADUPLEX PVC CU 16MM2 (4X16) | MTR. | 0 | [5 empty] | 0507170007
ITM0001526 | Co-oxial Aerial Cable | CO-OXIAL AERIAL CABLE | MTR. | 0 | [5 empty] | 0507190001
ITM0001527 | Co-oxial Cable (10-12) mm | CO-OXIAL CABLE (10-12) MM | MTR. | 0 | [5 empty] | 0507190003
ITM0001528 | Stainless Steel Banding Tape 12.5mm | STAINLESS STEEL BANDING TAPE 12.5MM | MTR. | 0 | [5 empty] | 0507990001
ITM0001529 | Cable Cleat 185mm2 cable | CABLE CLEAT 185MM2 CABLE | NUMBER | 0 | [5 empty] | 0507990005
ITM0001530 | Guard Cable 50mm | GUARD CABLE 50MM | NUMBER | 0 | [5 empty] | 0507990006
ITM0001531 | Guard Cable 100mm | GUARD CABLE 100MM | NUMBER | 0 | [5 empty] | 0507990007
ITM0001532 | HT arial cable assembly angle location 11 meter steel pole | HT ARIAL CABLE ASSEMBLY ANGLE LOCATION 11 METER STEEL POLE | SET | 0 | [5 empty] | 0507990008
ITM0001533 | Copper Compression Lug | COPPER COMPRESSION LUG | NUMBER | 0 | [5 empty] | 0507990011
ITM0001534 | Terminating starps with thimble | TERMINATING STARPS WITH THIMBLE | NUMBER | 0 | [5 empty] | 0509010004
ITM0001535 | Termination Preform D/E -WASP/PVC/DOG | TERMINATION PREFORM D/E -WASP/PVC/DOG | NUMBER | 0 | [5 empty] | 0509010005
ITM0001536 | Extension Link (Shackle) | EXTENSION LINK (SHACKLE) | NUMBER | 0 | [5 empty] | 0509010006
ITM0001537 | Ball eye (Ball Ended Link) | BALL EYE (BALL ENDED LINK) | NUMBER | 0 | [5 empty] | 0509010007
ITM0001538 | Ball Eye (11 KV) | BALL EYE (11 KV) | NUMBER | 0 | [5 empty] | 0509010008
ITM0001539 | Ball Eye (33 KV) | BALL EYE (33 KV) | NUMBER | 0 |  |  |  | ELECTRICAL , HARDWAR |  | 0509010009
ITM0001540 | Scoket eye (Socket toung adaptor) | SCOKET EYE (SOCKET TOUNG ADAPTOR) | NUMBER | 0 |  |  |  | ELECTRICAL , HARDWAR |  | 0509010010
ITM0001541 | Socket Eye (33 KV) | SOCKET EYE (33 KV) | NUMBER | 0 | [5 empty] | 0509010011
ITM0001542 | Socket Eye (11 KV) | SOCKET EYE (11 KV) | NUMBER | 0 | [5 empty] | 0509010012
ITM0001543 | Clamp, Strain ACSR 100 mm2 | CLAMP, STRAIN ACSR 100 MM2 | SET | 0 | [5 empty] | 0509010016
ITM0001544 | Clamp, Strain ACSR 170 mm2 | CLAMP, STRAIN ACSR 170 MM2 | SET | 0 | [5 empty] | 0509010019
ITM0001545 | Strain Clamp (11KV) | STRAIN CLAMP (11KV) | NUMBER | 0 | [5 empty] | 0509010021
ITM0001546 | Strain Clamp (33 KV) | STRAIN CLAMP (33 KV) | NUMBER | 0 | [5 empty] | 0509010022
ITM0001547 | 11 KV Disc fitting | 11 KV DISC FITTING | SET | 0 | [5 empty] | 0509010031
ITM0001548 | 11 kV Disc Insulator fittings (Complete) | 11 KV DISC INSULATOR FITTINGS (COMPLETE) | SET | 0 | [5 empty] | 0509010032
ITM0001549 | 33 KV Fittings for Disc Insulator | 33 KV FITTINGS FOR DISC INSULATOR | NUMBER | 0 | [5 empty] | 0509010033
ITM0001550 | Extension Link without Nuts & Bolts | EXTENSION LINK WITHOUT NUTS & BOLTS | NUMBER | 0 | [5 empty] | 0509010034
ITM0001551 | Repair sleeve non tension - MERLIN | REPAIR SLEEVE NON TENSION - MERLIN | NUMBER | 0 | [5 empty] | 0509010037
ITM0001552 | HTEnergy Meter 15/5 Amps(for metering unit) | HTENERGY METER 15/5 AMPS(FOR METERING UNIT) | NUMBER | 0 | [5 empty] | 2109030014
ITM0001553 | 11 KV Indoor Metering Unit,300/5 Amps | 11 KV INDOOR METERING UNIT,300/5 AMPS | SET | 0 | [5 empty] | 2109030016
ITM0001554 | Spare PT for 11 KV Metering Unit | SPARE PT FOR 11 KV METERING UNIT | NUMBER | 0 | [5 empty] | 2109030019
ITM0001555 | 11 kV Metering Unit with 15/5A CTR & Modem with RMR/AMR facitily | 11 KV METERING UNIT WITH 15/5A CTR & MODEM WITH RMR/AMR FACITILY | SET | 0 | [5 empty] | 2109030021
ITM0001556 | 11 kV Metering Unit with 60/5A CTR & Modem with RMR/AMR facitily | 11 KV METERING UNIT WITH 60/5A CTR & MODEM WITH RMR/AMR FACITILY | SET | 0 | [5 empty] | 2109030023
ITM0001557 | 11 kV Metering Unit with 150/5A CTR & Modem with RMR/AMR facitily | 11 KV METERING UNIT WITH 150/5A CTR & MODEM WITH RMR/AMR FACITILY | SET | 0 | [5 empty] | 2109030024
ITM0001558 | Pole Bend Clamp (Galvanized) 2.16KG | POLE BEND CLAMP (GALVANIZED) 2.16KG | SET | 0 | [5 empty] | 0503110016
ITM0001559 | Pole Clamp For 12 Meter Pole | POLE CLAMP FOR 12 METER POLE | NUMBER | 0 | [5 empty] | 0503110017
ITM0001560 | Half Clamp | HALF CLAMP | NUMBER | 0 | [5 empty] | 0503110019
ITM0001561 | Pole bracket straps 40mm for LT rack | POLE BRACKET STRAPS 40MM FOR LT RACK | NUMBER | 0 |  |  |  | POWER LINE METERIALS |  | 0503110024
ITM0001562 | Pole Bracket Straps 40 X 300 | POLE BRACKET STRAPS 40 X 300 | NUMBER | 0 | [5 empty] | 0503110029
ITM0001563 | Pole Bracket Straps for 15 m pole | POLE BRACKET STRAPS FOR 15 M POLE | NUMBER | 0 | [5 empty] | 0503110030
ITM0001564 | Pole mounting bracket 40 X 178(12m Pole) | POLE MOUNTING BRACKET 40 X 178(12M POLE) | NUMBER | 0 |  |  |  | POWER LINE METERIALS |  | 0503130004
ITM0001565 | Pole mounting bracket 40 X 178 (15m Pole) | POLE MOUNTING BRACKET 40 X 178 (15M POLE) | NUMBER | 0 |  |  |  | POWER LINE METERIALS |  | 0503130005
ITM0001566 | Clamp type Side Mount Bracket (Galvanized) one way - 12m Pole | CLAMP TYPE SIDE MOUNT BRACKET (GALVANIZED) ONE WAY - 12M POLE | SET | 0 |  |  |  | POWER LINE METERIALS |  | 0503130008
ITM0001567 | Clamp type Side Mount Bracket (Galvanized) one way -15m Pole | CLAMP TYPE SIDE MOUNT BRACKET (GALVANIZED) ONE WAY -15M POLE | SET | 0 |  |  |  | POWER LINE METERIALS |  | 0503130009
ITM0001568 | Clamp type Side Mount Bracket (Galvanized) two way - 12m Pole | CLAMP TYPE SIDE MOUNT BRACKET (GALVANIZED) TWO WAY - 12M POLE | SET | 0 |  |  |  | POWER LINE METERIALS |  | 0503130010
ITM0001569 | Clamp type Side Mount Bracket (Galvanized) two way - 15m Pole | CLAMP TYPE SIDE MOUNT BRACKET (GALVANIZED) TWO WAY - 15M POLE | SET | 0 |  |  |  | POWER LINE METERIALS |  | 0503130011
ITM0001570 | Pole mounting bracket 50 X 10 | POLE MOUNTING BRACKET 50 X 10 | NUMBER | 0 |  |  |  | POWER LINE METERIALS |  | 0503130014
ITM0001571 | Pole mounting bracket 50 X 6.5" | POLE MOUNTING BRACKET 50 X 6.5" | NUMBER | 0 |  |  |  | POWER LINE METERIALS |  | 0503130015
ITM0001572 | Pole mounting bracket 50 X 4" | POLE MOUNTING BRACKET 50 X 4" | NUMBER | 0 |  |  |  | POWER LINE METERIALS |  | 0503130017
ITM0001573 | Pole Mounting Bracket 400mm2 | POLE MOUNTING BRACKET 400MM2 | NUMBER | 0 | [5 empty] | 0503130019
ITM0001574 | Pole mounting bracket 40 mm for LT rack | POLE MOUNTING BRACKET 40 MM FOR LT RACK | NUMBER | 0 | [5 empty] | 0503210001
ITM0001575 | 5 Spool Wire Rack | 5 SPOOL WIRE RACK | SET | 0 | [5 empty] | 0503210003
ITM0001576 | 5 Spool wire rack tap off location 12 meter steel pole | 5 SPOOL WIRE RACK TAP OFF LOCATION 12 METER STEEL POLE | SET | 0 | [5 empty] | 0503210005
ITM0001577 | 5 Spool wire rack 1-30 deg location 11 Meter steel pole | 5 SPOOL WIRE RACK 1-30 DEG LOCATION 11 METER STEEL POLE | SET | 0 | [5 empty] | 0503210006
ITM0001578 | 5 Spool Wire Rack(9 Meter Steel Pole) | 5 SPOOL WIRE RACK(9 METER STEEL POLE) | NUMBER | 0 | [5 empty] | 0503210007
ITM0001579 | 5 Spool wire rack 3 way junction location 11 meter steel pole | 5 SPOOL WIRE RACK 3 WAY JUNCTION LOCATION 11 METER STEEL POLE | SET | 0 | [5 empty] | 0503210008
ITM0001580 | 5 Spool wire rack 4 way junction location 12 meter steel pole | 5 SPOOL WIRE RACK 4 WAY JUNCTION LOCATION 12 METER STEEL POLE | SET | 0 | [5 empty] | 0503210009
ITM0001581 | LV Conductor Insulator Rack | LV CONDUCTOR INSULATOR RACK | NUMBER | 0 | [5 empty] | 0503210011
ITM0001582 | Pole Clamp with stand (Galvanized) 2.92KG | POLE CLAMP WITH STAND (GALVANIZED) 2.92KG | EACH | 0 | [5 empty] | 0503270001
ITM0001583 | 415V 3c 300mm2 PVC (Cu) Cable | 415V 3C 300MM2 PVC (CU) CABLE | MTR. | 0 | [5 empty] | 0507050015
ITM0001584 | 415V 1c 185mm2 PVC (Cu) Cable | 415V 1C 185MM2 PVC (CU) CABLE | MTR. | 0 | [5 empty] | 0507050016
ITM0001585 | 415V 4c 185mm2 PVC (Cu) Cable | 415V 4C 185MM2 PVC (CU) CABLE | MTR. | 0 | [5 empty] | 0507050017
ITM0001586 | 415V 1c 185mm2 PVC (Al) Cable | 415V 1C 185MM2 PVC (AL) CABLE | MTR. | 0 | [5 empty] | 0507050020
ITM0001587 | 415V 1c 95mm2 PVC (Cu) Cable | 415V 1C 95MM2 PVC (CU) CABLE | MTR. | 0 |  |  |  | ELECTRICAL CONDUCTOR |  | 0507050021
ITM0001588 | 415V 1c 95mm2 PVC (Al) Cable | 415V 1C 95MM2 PVC (AL) CABLE | MTR. | 0 | [5 empty] | 0507050022
ITM0001589 | 11 KV Aerial Cable 3 X 35 Sq.Mm Al | 11 KV AERIAL CABLE 3 X 35 SQ.MM AL | MTR. | 0 | [5 empty] | 0507110001
ITM0001590 | 11KV 3 core Aerial Cable (Al.) 50mm2 | 11KV 3 CORE AERIAL CABLE (AL.) 50MM2 | MTR. | 0 | [5 empty] | 0507110002
ITM0001591 | 132 KV 1C 1200mm2 XLPE (Cu) Cable | 132 KV 1C 1200MM2 XLPE (CU) CABLE | MTR. | 0 | [5 empty] | 0507130001
ITM0001592 | 132 KV 1C 500mm2 Oil Field (Cu) Cable | 132 KV 1C 500MM2 OIL FIELD (CU) CABLE | MTR. | 0 | [5 empty] | 0507130003
ITM0001593 | 33 KV 1c 1200 mm2 XLPE (Cu) Cable | 33 KV 1C 1200 MM2 XLPE (CU) CABLE | MTR. | 0 | [5 empty] | 0507130006
ITM0001594 | 33 KV 1c 800 mm2 XLPE (Cu) Cable | 33 KV 1C 800 MM2 XLPE (CU) CABLE | MTR. | 0 | [5 empty] | 0507130007
ITM0001595 | 33 KV 1c 300 mm2 XLPE (Cu) Cable | 33 KV 1C 300 MM2 XLPE (CU) CABLE | MTR. | 0 | [5 empty] | 0507130008
ITM0001596 | 33 KV 3c 300 mm2 XLPE (Cu) Cable | 33 KV 3C 300 MM2 XLPE (CU) CABLE | MTR. | 0 | [5 empty] | 0507130009
ITM0001597 | 33 kV, 1x400 mm2 XLPE Cu Cable | 33 KV, 1X400 MM2 XLPE CU CABLE | KILOMETER | 0 | [5 empty] | 0507130011
ITM0001598 | 33 KV 400mm2 Single core XLPE Cu. Under Ground cable | 33 KV 400MM2 SINGLE CORE XLPE CU. UNDER GROUND CABLE | KILOMETER | 0 | [5 empty] | 0507130015
ITM0001599 | 11KV Cable 1c 800mm2 XLPE (Cu) | 11KV CABLE 1C 800MM2 XLPE (CU) | MTR. | 0 | [5 empty] | 0507130016
ITM0001600 | 11KV Cable 3c 300 mm2 XLPE (Cu) | 11KV CABLE 3C 300 MM2 XLPE (CU) | MTR. | 0 | [5 empty] | 0507130018
ITM0001601 | 11KV Cable 185mm2 Cc. Al. XLPE | 11KV CABLE 185MM2 CC. AL. XLPE | KILOMETER | 0 | [5 empty] | 0507130019
ITM0001602 | LT Cable 4 core XPLE (Cu.) 70mm2 | LT CABLE 4 CORE XPLE (CU.) 70MM2 | MTR. | 0 | [5 empty] | 0507130026
ITM0001603 | 415V 1c 95mm2 PVC (Al) NYFGBY Cable | 415V 1C 95MM2 PVC (AL) NYFGBY CABLE | MTR. | 0 | [5 empty] | 0507130027
ITM0001604 | 415V 1c 95mm2 PVC (Cu) NYFGBY Cable | 415V 1C 95MM2 PVC (CU) NYFGBY CABLE | MTR. | 0 | [5 empty] | 0507130028
ITM0001605 | 415V 4c 95mm2 PVC (Al) NYFGBY Cable | 415V 4C 95MM2 PVC (AL) NYFGBY CABLE | MTR. | 0 | [5 empty] | 0507130029
ITM0001606 | 415V 1c 300mm2 PVC (Cu) NYFGBY Cable | 415V 1C 300MM2 PVC (CU) NYFGBY CABLE | MTR. | 0 | [5 empty] | 0507130030
ITM0001607 | 415V 4c 300mm2 PVC (Cu) NYFGBY Cable | 415V 4C 300MM2 PVC (CU) NYFGBY CABLE | MTR. | 0 | [5 empty] | 0507130031
ITM0001608 | 415V 1c 185mm2 PVC (Cu) NYFGBY Cable | 415V 1C 185MM2 PVC (CU) NYFGBY CABLE | MTR. | 0 | [5 empty] | 0507130032
ITM0001609 | 415V 4c 185mm2 PVC (Cu) NYFGBY Cable | 415V 4C 185MM2 PVC (CU) NYFGBY CABLE | MTR. | 0 | [5 empty] | 0507130033
ITM0001610 | 415V 4c 185mm2 PVC (Al) NYFGBY Cable | 415V 4C 185MM2 PVC (AL) NYFGBY CABLE | MTR. | 0 | [5 empty] | 0507130034
ITM0001611 | 415V 1c 185mm2 PVC (Al) NYFGBY Cable | 415V 1C 185MM2 PVC (AL) NYFGBY CABLE | MTR. | 0 | [5 empty] | 0507130035
ITM0001612 | Carrying Contractor | CARRYING CONTRACTOR | M.TON | 0 | [5 empty] | 0503990002
ITM0001613 | ACSR MALARD | ACSR MALARD | MTR. | 0 | [5 empty] | 0505030001
ITM0001614 | Side Lock tie -Merlin | SIDE LOCK TIE -MERLIN | NUMBER | 0 | [5 empty] | 0505050001
ITM0001615 | Side Lock tie -Gopher | SIDE LOCK TIE -GOPHER | NUMBER | 0 | [5 empty] | 0505050003
ITM0001616 | AAC WASP (Insulated) Conductor | AAC WASP (INSULATED) CONDUCTOR | KILOMETER | 0 | [5 empty] | 0505050004
ITM0001617 | AAC WASP | AAC WASP | KILOMETER | 0 | [5 empty] | 0505130001
ITM0001618 | LV Pilot Wire | LV PILOT WIRE | KILOMETER | 0 | [5 empty] | 0507010003
ITM0001619 | Conductor GNAT/PVC-25mm | CONDUCTOR GNAT/PVC-25MM | KILOMETER | 0 | [5 empty] | 0507050001
ITM0001620 | 1x100mm2 NYY LT PVC AL. CABLE | 1X100MM2 NYY LT PVC AL. CABLE | KILOMETER | 0 | [5 empty] | 0507050004
ITM0001621 | 415V 1c 300mm2 XLPE (Cu) Cable | 415V 1C 300MM2 XLPE (CU) CABLE | MTR. | 0 | [5 empty] | 0507050005
ITM0001622 | 415V 3c 300mm2 XLPE (Cu) Cable | 415V 3C 300MM2 XLPE (CU) CABLE | MTR. | 0 | [5 empty] | 0507050006
ITM0001623 | 415V 1c 185mm2 XLPE (Cu) Cable | 415V 1C 185MM2 XLPE (CU) CABLE | MTR. | 0 | [5 empty] | 0507050007
ITM0001624 | 415V 4c 185mm2 XLPE (Cu) Cable | 415V 4C 185MM2 XLPE (CU) CABLE | MTR. | 0 | [5 empty] | 0507050008
ITM0001625 | 415V 4c 185mm2 XLPE (Al) Cable | 415V 4C 185MM2 XLPE (AL) CABLE | MTR. | 0 | [5 empty] | 0507050009
ITM0001626 | 415V 1c 185mm2 XLPE (Al) Cable | 415V 1C 185MM2 XLPE (AL) CABLE | MTR. | 0 | [5 empty] | 0507050011
ITM0001627 | 415V 1c 95mm2 XLPE (Cu) Cable | 415V 1C 95MM2 XLPE (CU) CABLE | MTR. | 0 | [5 empty] | 0507050012
ITM0001628 | 415V 1c 95mm2 XLPE (Al) Cable | 415V 1C 95MM2 XLPE (AL) CABLE | MTR. | 0 | [5 empty] | 0507050013
ITM0001629 | 415V 1c 300mm2 PVC (Cu) Cable | 415V 1C 300MM2 PVC (CU) CABLE | MTR. | 0 | [5 empty] | 0507050014
ITM0001630 | Preform D/E-WASP/PVC/DOG | PREFORM D/E-WASP/PVC/DOG | NUMBER | 0 | [5 empty] | 0509010047
ITM0001631 | Preform dead end WASP | PREFORM DEAD END WASP | NUMBER | 0 | [5 empty] | 0509010048
ITM0001632 | 11/0.4 kV Distribution Transformer 200 kVA (Box) | 11/0.4 KV DISTRIBUTION TRANSFORMER 200 KVA (BOX) | NUMBER | 0 | [5 empty] | 1103150008
ITM0001633 | 11/0.4 KV Distribution Transformer 500 KVA | 11/0.4 KV DISTRIBUTION TRANSFORMER 500 KVA | SET | 0 | [5 empty] | 1103150011
ITM0001634 | 11/0.4 KV Kiosk S/S 200 KVA | 11/0.4 KV KIOSK S/S 200 KVA | SET | 0 | [5 empty] | 1103150012
ITM0001635 | 11/0.4 KV Kiosk S/S 500 KVA | 11/0.4 KV KIOSK S/S 500 KVA | SET | 0 | [5 empty] | 1103150013
ITM0001636 | 11/0.4 KV Kiosk S/S 1000 KVA | 11/0.4 KV KIOSK S/S 1000 KVA | SET | 0 | [5 empty] | 1103150014
ITM0001637 | Trolly Sub-station 250 KVA | TROLLY SUB-STATION 250 KVA | SET | 0 | [5 empty] | 1103150015
ITM0001638 | 6.35/0.24 Transformer 25 kVA | 6.35/0.24 TRANSFORMER 25 KVA | NUMBER | 0 | [5 empty] | 1103150017
ITM0001639 | 6.35/0.24 Transformer 10KVA | 6.35/0.24 TRANSFORMER 10KVA | NUMBER | 0 | [5 empty] | 1103150018
ITM0001640 | 6.35/0.24 Transformer 37.5KVA | 6.35/0.24 TRANSFORMER 37.5KVA | NUMBER | 0 | [5 empty] | 1103150019
ITM0001641 | Bushing(250 KV bil 800A) E6493688/01,33/11KV S/S | BUSHING(250 KV BIL 800A) E6493688/01,33/11KV S/S | NUMBER | 0 | [5 empty] | 1103170005
ITM0001642 | HV bushing for 36 KV/800-20/28 Power transformer | HV BUSHING FOR 36 KV/800-20/28 POWER TRANSFORMER | NUMBER | 0 | [5 empty] | 1103170009
ITM0001643 | Seal 557231900 | SEAL 557231900 | NUMBER | 0 | [5 empty] | 1103990008
ITM0001644 | 33/11 KV 20/28 MVA T.C Fixed Contact for TC Sl no. 905239-240, Type Fixed Contacts 561270-2 | 33/11 KV 20/28 MVA T.C FIXED CONTACT FOR TC SL NO. 905239-240, TYPE FIXED CONTACTS 561270-2 | NUMBER | 0 | [5 empty] | 1103990010
ITM0001645 | 33/11 KV 20/28 MVA T.C Fixed Contact for TC Sl no. 905239-240, Type Fixed Roller Contacts 564268-1 | 33/11 KV 20/28 MVA T.C FIXED CONTACT FOR TC SL NO. 905239-240, TYPE FIXED ROLLER CONTACTS 564268-1 | NUMBER | 0 | [5 empty] | 1103990011
ITM0001646 | 33/11 KV 20/28 MVA T.C Fixed Contact for TC Sl no. 905239-240, Type Fixed Acuing Contacts 313607-6 | 33/11 KV 20/28 MVA T.C FIXED CONTACT FOR TC SL NO. 905239-240, TYPE FIXED ACUING CONTACTS 313607-6 | NUMBER | 0 | [5 empty] | 1103990012
ITM0001647 | 33/11 KV 20/28 MVA T.C Fixed Contact for TC Sl no. 905239-240, Type Moving Main Contacts 571890-B | 33/11 KV 20/28 MVA T.C FIXED CONTACT FOR TC SL NO. 905239-240, TYPE MOVING MAIN CONTACTS 571890-B | NUMBER | 0 | [5 empty] | 1103990013
ITM0001648 | 33/11 KV 20/28 MVA T.C Fixed Contact for TC Sl no. 905239-240, Type Moving Main Contacts 561281-A | 33/11 KV 20/28 MVA T.C FIXED CONTACT FOR TC SL NO. 905239-240, TYPE MOVING MAIN CONTACTS 561281-A | NUMBER | 0 | [5 empty] | 1103990014
ITM0001649 | 33/11 KV 20/28 MVA T.C Fixed Contact for TC Sl no. 905239-240, Type Gaskets 130903-481 | 33/11 KV 20/28 MVA T.C FIXED CONTACT FOR TC SL NO. 905239-240, TYPE GASKETS 130903-481 | NUMBER | 0 | [5 empty] | 1103990015
ITM0001650 | 132/33 KV 35/50 MVA T.C. Fixed Contact for TC Sl no. 844666, type Motor Gearbox ASSY 581019-A. | 132/33 KV 35/50 MVA T.C. FIXED CONTACT FOR TC SL NO. 844666, TYPE MOTOR GEARBOX ASSY 581019-A. | NUMBER | 0 | [5 empty] | 1103990016
ITM0001651 | 132/33 KV 35/50 MVA T.C. Fixed Contact for TC Sl no. 844666, type Dss & Counter ASSY 591837-C. | 132/33 KV 35/50 MVA T.C. FIXED CONTACT FOR TC SL NO. 844666, TYPE DSS & COUNTER ASSY 591837-C. | NUMBER | 0 | [5 empty] | 1103990017
ITM0001652 | 132/133 KV T.C. Fixed Contact for TC Type Tap Changer ASD 32144/500G6RR3 Tap Changer. | 132/133 KV T.C. FIXED CONTACT FOR TC TYPE TAP CHANGER ASD 32144/500G6RR3 TAP CHANGER. | NUMBER | 0 | [5 empty] | 1103990018
ITM0001653 | 132/133 KV T.C. Fixed Contact for TC Type 25mm Drain Valve. | 132/133 KV T.C. FIXED CONTACT FOR TC TYPE 25MM DRAIN VALVE. | NUMBER | 0 | [5 empty] | 1103990019
ITM0001654 | 132/133 KV T.C. Fixed Contact for TC Type Winding Handle | 132/133 KV T.C. FIXED CONTACT FOR TC TYPE WINDING HANDLE | NUMBER | 0 | [5 empty] | 1103990020
ITM0001655 | 11/0.415kV 250 kVA Distribution Transformer on a 1.5 Ton Trolley | 11/0.415KV 250 KVA DISTRIBUTION TRANSFORMER ON A 1.5 TON TROLLEY | SET | 0 | [5 empty] | 1103990024
ITM0001656 | Chain Hoist 3 Ton | CHAIN HOIST 3 TON | NUMBER | 0 | [5 empty] | 1301010004
ITM0001657 | Chain Ton | CHAIN TON | NUMBER | 0 | [5 empty] | 1301010005
ITM0001658 | Chain pully 3 ton | CHAIN PULLY 3 TON | NUMBER | 0 | [5 empty] | 1301010009
ITM0001659 | Chain pully 5 ton | CHAIN PULLY 5 TON | NUMBER | 0 | [5 empty] | 1301010010
ITM0001660 | Post Insulator | POST INSULATOR | NUMBER | 0 | [5 empty] | 0511090001
ITM0001661 | Anchor Shackle (11 KV) guy insulator | ANCHOR SHACKLE (11 KV) GUY INSULATOR | NUMBER | 0 | [5 empty] | 0511150002
ITM0001662 | Anchor Shackle (33 KV) guy insulator | ANCHOR SHACKLE (33 KV) GUY INSULATOR | NUMBER | 0 | [5 empty] | 0511150003
ITM0001663 | 11 KV.600KVAR Capacitor Bank(3 U.200KVAR) | 11 KV.600KVAR CAPACITOR BANK(3 U.200KVAR) | SET | 0 | [5 empty] | 0513050007
ITM0001664 | 11 KV. Capacitor Units 200 KVAR | 11 KV. CAPACITOR UNITS 200 KVAR | NUMBER | 0 | [5 empty] | 0513050008
ITM0001665 | Straight through joint 185mm2 3c. Cu. | STRAIGHT THROUGH JOINT 185MM2 3C. CU. | SET | 0 | [5 empty] | 0515010001
ITM0001666 | Pipe PVC 200mm | PIPE PVC 200MM | MTR. | 0 | [5 empty] | 1703010007
ITM0001667 | Pipe PVC 300mm | PIPE PVC 300MM | MTR. | 0 | [5 empty] | 1703010008
ITM0001668 | CABLE FAULT LOCATOR WITH ANALAYZER | CABLE FAULT LOCATOR WITH ANALAYZER | SET | 0 | [5 empty] | 2101010001
ITM0001669 | Connectors 170/35 mm2 H-type | CONNECTORS 170/35 MM2 H-TYPE | NUMBER | 0 | [5 empty] | 0509030033
ITM0001670 | Connectors H-type, run 100-50 AAC (1) | CONNECTORS H-TYPE, RUN 100-50 AAC (1) | NUMBER | 0 | [5 empty] | 0509030034
ITM0001671 | Connectors bimetalic 100-95 mm2 | CONNECTORS BIMETALIC 100-95 MM2 | NUMBER | 0 | [5 empty] | 0509030040
ITM0001672 | Connectors 50-50 mm2 AAC(1) | CONNECTORS 50-50 MM2 AAC(1) | NUMBER | 0 | [5 empty] | 0509030044
ITM0001673 | Conductor 50mm2 4-16mm Service | CONDUCTOR 50MM2 4-16MM SERVICE | NUMBER | 0 | [5 empty] | 0509030046
ITM0001674 | Line tape cover (25 X 25) (Line Tape Shroud For Bimetal) | LINE TAPE COVER (25 X 25) (LINE TAPE SHROUD FOR BIMETAL) | NUMBER | 0 | [5 empty] | 0509030050
ITM0001675 | Line tape cover (100 X 100) (Line Tape Shroud For Bimetal) | LINE TAPE COVER (100 X 100) (LINE TAPE SHROUD FOR BIMETAL) | NUMBER | 0 | [5 empty] | 0509030051
ITM0001676 | Connectors,split bolt run 100 mm2 tap 16-35mm2service | CONNECTORS,SPLIT BOLT RUN 100 MM2 TAP 16-35MM2SERVICE | NUMBER | 0 | [5 empty] | 0509030057
ITM0001677 | Connectors, split bolt run 100 mm2 tap 4-16mm2 service | CONNECTORS, SPLIT BOLT RUN 100 MM2 TAP 4-16MM2 SERVICE | NUMBER | 0 | [5 empty] | 0509030058
ITM0001678 | Mid span joint - WASP | MID SPAN JOINT - WASP | NUMBER | 0 | [5 empty] | 0509030065
ITM0001679 | Joint,Straight compr. 170 mm2 ACSR | JOINT,STRAIGHT COMPR. 170 MM2 ACSR | NUMBER | 0 | [5 empty] | 0509030069
ITM0001680 | Joint,Straight compr. sleeve 50 mm2 ACSR | JOINT,STRAIGHT COMPR. SLEEVE 50 MM2 ACSR | NUMBER | 0 | [5 empty] | 0509030070
ITM0001681 | Joint,Straight compr. sleeve 100 mm2 AAC | JOINT,STRAIGHT COMPR. SLEEVE 100 MM2 AAC | NUMBER | 0 | [5 empty] | 0509030071
ITM0001682 | Joint,Straight comp. sleeve 170 mm2 ACSR | JOINT,STRAIGHT COMP. SLEEVE 170 MM2 ACSR | NUMBER | 0 | [5 empty] | 0509030072
ITM0001683 | Thimble socket 100mm2 ACSR | THIMBLE SOCKET 100MM2 ACSR | NUMBER | 0 | [5 empty] | 0509030073
ITM0001684 | Supply of Structure for cable pot head | SUPPLY OF STRUCTURE FOR CABLE POT HEAD | BUNDLE | 0 | [5 empty] | 0509070001
ITM0001685 | Heavy Anchor Block | HEAVY ANCHOR BLOCK | NUMBER | 0 | [5 empty] | 0509090008
ITM0001686 | Stay anchor block RCC | STAY ANCHOR BLOCK RCC | NUMBER | 0 | [5 empty] | 0509090009
ITM0001687 | Eye nut with thimble | EYE NUT WITH THIMBLE | NUMBER | 0 | [5 empty] | 0509090019
ITM0001688 | GI Wire no.6 | GI WIRE NO.6 | LBS. | 0 | [5 empty] | 0509090022
ITM0001689 | Wire GI 16mm | WIRE GI 16MM | MTR. | 0 | [5 empty] | 0509090024
ITM0001690 | Wire GI 10mm | WIRE GI 10MM | MTR. | 0 | [5 empty] | 0509090025
ITM0001691 | Earthing Wire 1 x 95mm2 | EARTHING WIRE 1 X 95MM2 | MTR. | 0 |  |  |  | ELECTRICAL , HARDWAR |  | 0509090027
ITM0001692 | 11KV Disc insulator | 11KV DISC INSULATOR | NUMBER | 0 |  |  |  | POWER LINES AND COND |  | 0511050003
ITM0001693 | Pin & Nut for 11 KV pin insulator | PIN & NUT FOR 11 KV PIN INSULATOR | NUMBER | 0 | [5 empty] | 0511050007
ITM0001694 | 11 KV pin insulator with pin (Complete) | 11 KV PIN INSULATOR WITH PIN (COMPLETE) | SET | 0 | [5 empty] | 0511050008
ITM0001695 | Insultor porceline/glass Disc tension, 11 KV | INSULTOR PORCELINE/GLASS DISC TENSION, 11 KV | NUMBER | 0 | [5 empty] | 0511050012
ITM0001696 | Insultor porceline/glass Short shank 11KV | INSULTOR PORCELINE/GLASS SHORT SHANK 11KV | NUMBER | 0 | [5 empty] | 0511050013
ITM0001697 | 11 KV Disc Insulator With Bonded Fittings | 11 KV DISC INSULATOR WITH BONDED FITTINGS | NUMBER | 0 | [5 empty] | 0511050014
ITM0001698 | Bricks | BRICKS | NUMBER | 0 | [5 empty] | 0303070001
ITM0001699 | Rowl Plug with Various bits | ROWL PLUG WITH VARIOUS BITS | NUMBER | 0 | [5 empty] | 0303990001
ITM0001700 | Base Plate Bolt 220mm | BASE PLATE BOLT 220MM | NUMBER | 0 | [5 empty] | 0501010002
ITM0001701 | Base Plate Bolt 190mm | BASE PLATE BOLT 190MM | NUMBER | 0 | [5 empty] | 0501010003
ITM0001702 | 11 Meter Steel Pole | 11 METER STEEL POLE | NUMBER | 0 | [5 empty] | 0501050001
ITM0001703 | 12 Meter Steel Pole | 12 METER STEEL POLE | NUMBER | 0 | [5 empty] | 0501050002
ITM0001704 | 9 Meter Steel Pole | 9 METER STEEL POLE | NUMBER | 0 | [5 empty] | 0501050003
ITM0001705 | 22 Meter SPC Pole (2 Part) | 22 METER SPC POLE (2 PART) | NUMBER | 0 | [5 empty] | 0501150005
ITM0001706 | 22 Meter Steel Pole (5 Part) | 22 METER STEEL POLE (5 PART) | NUMBER | 0 | [5 empty] | 0501150006
ITM0001707 | 19 Meter SPC Pole (2 Part) | 19 METER SPC POLE (2 PART) | NUMBER | 0 | [5 empty] | 0501150007
ITM0001708 | 19 Meter Steel Pole (5 Part) | 19 METER STEEL POLE (5 PART) | NUMBER | 0 | [5 empty] | 0501150008
ITM0001709 | 17 Meter SPC Pole (2 Part) | 17 METER SPC POLE (2 PART) | NUMBER | 0 | [5 empty] | 0501150009
ITM0001710 | 17 Meter Steel Pole (5 Part) | 17 METER STEEL POLE (5 PART) | NUMBER | 0 | [5 empty] | 0501150010
ITM0001711 | 15 Meter Steel Pole | 15 METER STEEL POLE | NUMBER | 0 | [5 empty] | 0501150011
ITM0001712 | 11 Meter RCC Pole | 11 METER RCC POLE | NUMBER | 0 | [5 empty] | 0501150012
ITM0001713 | 11 Meter PC Pole | 11 METER PC POLE | NUMBER | 0 | [5 empty] | 0501150013
ITM0001714 | 10 Meter SPC Pole | 10 METER SPC POLE | NUMBER | 0 | [5 empty] | 0501150014
ITM0001715 | 10 Meter Steel Pole | 10 METER STEEL POLE | NUMBER | 0 | [5 empty] | 0501150015
ITM0001716 | 10 Meter RCC Pole | 10 METER RCC POLE | NUMBER | 0 | [5 empty] | 0501150016
ITM0001717 | 10 Meter PC Pole | 10 METER PC POLE | NUMBER | 0 | [5 empty] | 0501150017
ITM0001718 | Antenna Tower Segment | ANTENNA TOWER SEGMENT | NUMBER | 0 | [5 empty] | 0501210001
ITM0001719 | Peak Tower | PEAK TOWER | NUMBER | 0 | [5 empty] | 0501990001
ITM0001720 | 11 KV Tension type cross arm with Hot dip galvanized | 11 KV TENSION TYPE CROSS ARM WITH HOT DIP GALVANIZED | SET | 0 | [5 empty] | 0503030004
ITM0001721 | HT assembly tangent 61-90 deg location | HT ASSEMBLY TANGENT 61-90 DEG LOCATION | SET | 0 | [5 empty] | 0503030005
ITM0001722 | PG clamp Bim run 100 mm2-Tap 100 mm2 | PG CLAMP BIM RUN 100 MM2-TAP 100 MM2 | NUMBER | 0 | [5 empty] | 0503050001
ITM0001723 | PG clamp Bim run 170 mm2-Tap 100 mm2 | PG CLAMP BIM RUN 170 MM2-TAP 100 MM2 | NUMBER | 0 | [5 empty] | 0503050002
ITM0001724 | PG clamp Bim run 170 -Tap 170 mm2 | PG CLAMP BIM RUN 170 -TAP 170 MM2 | NUMBER | 0 | [5 empty] | 0503050003
ITM0001725 | PG clamp Bim run 50 mm2 -Tap 50 mm2 | PG CLAMP BIM RUN 50 MM2 -TAP 50 MM2 | NUMBER | 0 | [5 empty] | 0503050004
ITM0001726 | PG Clamp Comp. Type - DOG | PG CLAMP COMP. TYPE - DOG | NUMBER | 0 | [5 empty] | 0503050011
ITM0001727 | PG Clamp bim run ACSR 100 mm2 - Tap 100 mm2 | PG CLAMP BIM RUN ACSR 100 MM2 - TAP 100 MM2 | NUMBER | 0 | [5 empty] | 0503050014
ITM0001728 | PG Clamp Bim run ACSR 170 mm2 -Tap 100 mm2 | PG CLAMP BIM RUN ACSR 170 MM2 -TAP 100 MM2 | NUMBER | 0 | [5 empty] | 0503050015
ITM0001729 | PG clamp Bim run ACSR 170 mm2- Tap170 mm2 | PG CLAMP BIM RUN ACSR 170 MM2- TAP170 MM2 | NUMBER | 0 | [5 empty] | 0503050016
ITM0001730 | Oil Filter Cartridges - 72356402 | OIL FILTER CARTRIDGES - 72356402 | NUMBER | 0 | [5 empty] | 1103090023
ITM0001731 | Oil Filter Unit of : OF 100SC - BOFTKN50 | OIL FILTER UNIT OF : OF 100SC - BOFTKN50 | NUMBER | 0 | [5 empty] | 1103090024
ITM0001732 | O-Ring 480-6 OLTC M-T-R-VR-VM- 860258 | O-RING 480-6 OLTC M-T-R-VR-VM- 860258 | NUMBER | 0 | [5 empty] | 1103090025
ITM0001733 | Small Parts Type V - 08901105 | SMALL PARTS TYPE V - 08901105 | NUMBER | 0 | [5 empty] | 1103090026
ITM0001734 | Lock Tap - 07134400 | LOCK TAP - 07134400 | NUMBER | 0 | [5 empty] | 1103090027
ITM0001735 | Gasket for Rs 2001 - 59002102 | GASKET FOR RS 2001 - 59002102 | NUMBER | 0 | [5 empty] | 1103090028
ITM0001736 | O-Ring - 40018200 | O-RING - 40018200 | NUMBER | 0 | [5 empty] | 1103090029
ITM0001737 | Small Parts Drive Shaft Coupling 70940701 | SMALL PARTS DRIVE SHAFT COUPLING 70940701 | NUMBER | 0 | [5 empty] | 1103090030
ITM0001738 | Coupling Bolt - 05194003 | COUPLING BOLT - 05194003 | NUMBER | 0 | [5 empty] | 1103090031
ITM0001739 | Hex Head Screw-Polyfieck M 6x16-40183200 | HEX HEAD SCREW-POLYFIECK M 6X16-40183200 | NUMBER | 0 | [5 empty] | 1103090033
ITM0001740 | Hex Head Screw-Poly Fieck M 6x30-40180900 | HEX HEAD SCREW-POLY FIECK M 6X30-40180900 | NUMBER | 0 | [5 empty] | 1103090034
ITM0001741 | Washer - 07328400 | WASHER - 07328400 | NUMBER | 0 | [5 empty] | 1103090035
ITM0001742 | Hex Head Screw-Polyfieck M 6x16-40104500 | HEX HEAD SCREW-POLYFIECK M 6X16-40104500 | NUMBER | 0 | [5 empty] | 1103090036
ITM0001743 | Bearing Blick - 70664600 | BEARING BLICK - 70664600 | NUMBER | 0 | [5 empty] | 1103090037
ITM0001744 | Cyl, Screw Torx - 70773200 | CYL, SCREW TORX - 70773200 | NUMBER | 0 | [5 empty] | 1103090038
ITM0001745 | Cable Socket with pin-58186900 | CABLE SOCKET WITH PIN-58186900 | NUMBER | 0 | [5 empty] | 1103090039
ITM0001746 | Double Cabin Pickup | DOUBLE CABIN PICKUP | NUMBER | 0 | [5 empty] | 3101390003
ITM0001747 | Hylug 1 Bolt 185mm2 Cu. | HYLUG 1 BOLT 185MM2 CU. | NUMBER | 0 |  |  |  | ELECTRICAL , HARDWAR |  | 0503050022
ITM0001748 | Hylug 1 Bolt 95mm2 Cu. | HYLUG 1 BOLT 95MM2 CU. | NUMBER | 0 |  |  |  | ELECTRICAL , HARDWAR |  | 0503050023
ITM0001749 | Hylug 1 Bolt 300mm2 Cu. | HYLUG 1 BOLT 300MM2 CU. | NUMBER | 0 | [5 empty] | 0503050024
ITM0001750 | Hylug 2 Bolt -Gopher | HYLUG 2 BOLT -GOPHER | NUMBER | 0 | [5 empty] | 0503050027
ITM0001751 | Hylug Bimetalic 95 sq. mm | HYLUG BIMETALIC 95 SQ. MM | NUMBER | 0 | [5 empty] | 0503050028
ITM0001752 | Hylug Bimetalic 185 sq. mm Cu.-Al. | HYLUG BIMETALIC 185 SQ. MM CU.-AL. | NUMBER | 0 | [5 empty] | 0503050029
ITM0001753 | Pole Bend (Galvanized) 50 mm for 15 m Pole | POLE BEND (GALVANIZED) 50 MM FOR 15 M POLE | SET | 0 |  |  |  | POWER LINE METERIALS |  | 0503110001
ITM0001754 | Pole Head Service Ring 50 X 4" (10m Pole) | POLE HEAD SERVICE RING 50 X 4" (10M POLE) | NUMBER | 0 | [5 empty] | 0503110003
ITM0001755 | Pole Head Service Ring 50 X 5.5" (12m Pole) | POLE HEAD SERVICE RING 50 X 5.5" (12M POLE) | NUMBER | 0 | [5 empty] | 0503110004
ITM0001756 | Pole Head Service Ring 50 X 8.5" (15m Pole) | POLE HEAD SERVICE RING 50 X 8.5" (15M POLE) | NUMBER | 0 |  |  |  | POWER LINE METERIALS |  | 0503110005
ITM0001757 | Pole Band Straps, Size 50 X 262 | POLE BAND STRAPS, SIZE 50 X 262 | NUMBER | 0 | [5 empty] | 0503110012
ITM0001758 | Pole Band Straps, Size 50 X 325 | POLE BAND STRAPS, SIZE 50 X 325 | NUMBER | 0 |  |  |  | POWER LINE METERIALS |  | 0503110013
ITM0001759 | Pliers 8" | PLIERS 8" | NUMBER | 0 | [5 empty] | 0705110002
ITM0001760 | Pliers 10" | PLIERS 10" | NUMBER | 0 | [5 empty] | 0705110003
ITM0001761 | Bravo Lever Hoist 3 Ton | BRAVO LEVER HOIST 3 TON | NUMBER | 0 | [5 empty] | 1303990002
ITM0001762 | Blower Machine | BLOWER MACHINE | NUMBER | 0 | [5 empty] | 7899990002
ITM0001763 | Portable Dew point measurement Test set | PORTABLE DEW POINT MEASUREMENT TEST SET | SET | 0 | [5 empty] | 2101010027
ITM0001764 | High Press Machine (Hydraulic) | HIGH PRESS MACHINE (HYDRAULIC) | NUMBER | 0 | [5 empty] | 0705070017
ITM0001765 | High Press Machine (Hand Operated) | HIGH PRESS MACHINE (HAND OPERATED) | NUMBER | 0 | [5 empty] | 0705070018
ITM0001766 | Pin Point Detector/Surge Detector | PIN POINT DETECTOR/SURGE DETECTOR | SET | 0 | [5 empty] | 2101010030
ITM0001767 | Programmable Relay Testing Set | PROGRAMMABLE RELAY TESTING SET | NUMBER | 0 | [5 empty] | 2101010032
ITM0001768 | Primary Injection Test Set | PRIMARY INJECTION TEST SET | SET | 0 | [5 empty] | 2101010034
ITM0001769 | Secondary Injection Test Set | SECONDARY INJECTION TEST SET | SET | 0 | [5 empty] | 2101010035
ITM0001770 | Insulation Resistance Tester (10 kV) | INSULATION RESISTANCE TESTER (10 KV) | SET | 0 | [5 empty] | 2101030004
ITM0001771 | Digital Megger (0-5 kV) | DIGITAL MEGGER (0-5 KV) | NUMBER | 0 | [5 empty] | 2101030005
ITM0001772 | Electric Saw (Karat) | ELECTRIC SAW (KARAT) | NUMBER | 0 | [5 empty] | 0705050002
ITM0001773 | 132 KV Voltage Detector with hot line pole | 132 KV VOLTAGE DETECTOR WITH HOT LINE POLE | SET | 0 | [5 empty] | 2101010043
ITM0001774 | Tap Mastic/Densopole 40 X 10 M | TAP MASTIC/DENSOPOLE 40 X 10 M | ROLL | 0 | [5 empty] | 0515990020
ITM0001775 | Rack-Mount Workstation (Dell Precision R7910) | RACK-MOUNT WORKSTATION (DELL PRECISION R7910) | NUMBER | 0 | [5 empty] | 2701110002
ITM0001776 | Operator Console-03 Nos (Dell Precision T7910), Graphaes Card-01 No, Network Switch-01 No. | OPERATOR CONSOLE-03 NOS (DELL PRECISION T7910), GRAPHAES CARD-01 NO, NETWORK SWITCH-01 NO. | LOT | 0 | [5 empty] | 2701110003
ITM0001777 | Laptop Computers | LAPTOP COMPUTERS | NUMBER | 0 | [5 empty] | 2701110004
ITM0001778 | Laser Printer with additional Toner | LASER PRINTER WITH ADDITIONAL TONER | NUMBER | 0 | [5 empty] | 2701110005
ITM0001779 | Rack Mount Smart UPS 1500 VA, 230V for Workstations | RACK MOUNT SMART UPS 1500 VA, 230V FOR WORKSTATIONS | NUMBER | 0 | [5 empty] | 2701110006
ITM0001780 | Workstation Rack with steel Enclosure | WORKSTATION RACK WITH STEEL ENCLOSURE | NUMBER | 0 | [5 empty] | 2701110007
ITM0001781 | Rack Mount Server Type-A | RACK MOUNT SERVER TYPE-A | NUMBER | 0 | [5 empty] | 2701110008
ITM0001782 | Server Rack (42U) | SERVER RACK (42U) | NUMBER | 0 | [5 empty] | 2701110009
ITM0001783 | Large Screen Display System (Monitor) | LARGE SCREEN DISPLAY SYSTEM (MONITOR) | NUMBER | 0 | [5 empty] | 2701110010
ITM0001784 | Rack Mount Smart UPS 3000 VA, 230V for Server | RACK MOUNT SMART UPS 3000 VA, 230V FOR SERVER | NUMBER | 0 | [5 empty] | 2701110011
ITM0001785 | CT Analyzer | CT ANALYZER | SET | 0 | [5 empty] | 2109090034
ITM0001786 | 11 KV Incomer Breaker Without Cubicle 2000A (Type-KYN28A-12) (Pinggao, Chaina) | 11 KV INCOMER BREAKER WITHOUT CUBICLE 2000A (TYPE-KYN28A-12) (PINGGAO, CHAINA) | NUMBER | 0 | [5 empty] | 4401020057
ITM0001787 | Vacuum circuit Breaker (Without Cubicle): Type VY-30M25 1250A | VACUUM CIRCUIT BREAKER (WITHOUT CUBICLE): TYPE VY-30M25 1250A | NUMBER | 0 | [5 empty] | 4405020075
ITM0001788 | Bus spout (Contact should bus bar side) 33KV indoor Bus for R Phase | BUS SPOUT (CONTACT SHOULD BUS BAR SIDE) 33KV INDOOR BUS FOR R PHASE | NUMBER | 0 | [5 empty] | 4405020076
ITM0001789 | Bus spout (Contact should bus bar side) 33KV indoor Bus for Y Phase | BUS SPOUT (CONTACT SHOULD BUS BAR SIDE) 33KV INDOOR BUS FOR Y PHASE | NUMBER | 0 | [5 empty] | 4405020077
ITM0001790 | Bus spout (Contact should bus bar side) 33KV indoor Bus for B Phase | BUS SPOUT (CONTACT SHOULD BUS BAR SIDE) 33KV INDOOR BUS FOR B PHASE | NUMBER | 0 | [5 empty] | 4405020078
ITM0001791 | Vacuum interrupters for 33 KV VCB (Type VY-30 M25) | VACUUM INTERRUPTERS FOR 33 KV VCB (TYPE VY-30 M25) | NUMBER | 0 | [5 empty] | 4405020079
ITM0001792 | Vacuum interrupters: VCB Type VK-10P40 Rated current: 2000A | VACUUM INTERRUPTERS: VCB TYPE VK-10P40 RATED CURRENT: 2000A | NUMBER | 0 | [5 empty] | 4405020082
ITM0001793 | Vacuum interrupters: VCB Type: VK-10J20 Rated Current: 630A | VACUUM INTERRUPTERS: VCB TYPE: VK-10J20 RATED CURRENT: 630A | NUMBER | 0 | [5 empty] | 4405020083
ITM0001794 | Bus Spout: 11KV indoor Bus 2000A | BUS SPOUT: 11KV INDOOR BUS 2000A | NUMBER | 0 | [5 empty] | 4401020069
ITM0001795 | Bus Spout: 11KV indoor Bus 630A | BUS SPOUT: 11KV INDOOR BUS 630A | NUMBER | 0 | [5 empty] | 4401020070
ITM0001796 | Vacuum Circuit Breaker (Without Cubicle) for VCB Type VK-10P40 Rated current: 2000A | VACUUM CIRCUIT BREAKER (WITHOUT CUBICLE) FOR _X000D_ VCB TYPE VK-10P40 RATED CURRENT: 2000A | NUMBER | 0 | [5 empty] | 4405020084
ITM0001797 | Vacuum Circuit Breaker (Without Cubicle) for VCB Type: VK-10J20 Rated Current: 630A. | VACUUM CIRCUIT BREAKER (WITHOUT CUBICLE) FOR _X000D_ VCB TYPE: VK-10J20 RATED CURRENT: 630A. | NUMBER | 0 | [5 empty] | 4405020085
ITM0001798 | Primary Disconnects: VCB Type VK-10P40 Rated current: 2000A | PRIMARY DISCONNECTS: VCB TYPE VK-10P40 RATED CURRENT: 2000A | NUMBER | 0 | [5 empty] | 4405020086
ITM0001799 | Current transformer : Ratio: 600-1/1/1 | CURRENT TRANSFORMER : RATIO: 600-1/1/1 | NUMBER | 0 | [5 empty] | 1103070031
ITM0001800 | Vacuum meter for checking the vacuum circuit breaker. | VACUUM METER FOR CHECKING THE VACUUM CIRCUIT BREAKER. | SET | 0 | [5 empty] | 4405020088
ITM0001801 | Tissue Box | TISSUE BOX | NUMBER | 0 | [5 empty] | 3701990002
ITM0001802 | Ball Pen | BALL PEN | NUMBER | 0 | [5 empty] | 3701090001
ITM0001803 | Tag Paper | TAG PAPER | NUMBER | 0 | [5 empty] | 3701090002
ITM0001804 | Staplar pin | STAPLAR PIN | BOX | 0 | [5 empty] | 3701090003
ITM0001805 | Pencill | PENCILL | NUMBER | 0 | [5 empty] | 3701090004
ITM0001806 | Staplar | STAPLAR | NUMBER | 0 | [5 empty] | 3701090005
ITM0001807 | Staplar heavy | STAPLAR HEAVY | NUMBER | 0 | [5 empty] | 3701090006
ITM0001808 | Register Khata | REGISTER KHATA | NUMBER | 0 | [5 empty] | 3701130009
ITM0001809 | Toilet Cleaner | TOILET CLEANER | NUMBER | 0 | [5 empty] | 3701990003
ITM0001810 | Head Phone | HEAD PHONE | NUMBER | 0 | [5 empty] | 3701030001
ITM0001811 | Floor Cleaner | FLOOR CLEANER | NUMBER | 0 | [5 empty] | 3701990004
ITM0001812 | Full jaru | FULL JARU | NUMBER | 0 | [5 empty] | 3701990005
ITM0001813 | Shawlar Jaru | SHAWLAR JARU | NUMBER | 0 | [5 empty] | 3701990006
ITM0001814 | Floor Cleaning Mus Suta | FLOOR CLEANING MUS SUTA | NUMBER | 0 | [5 empty] | 3701090007
ITM0001815 | Scisors | SCISORS | NUMBER | 0 | [5 empty] | 3701090008
ITM0001816 | Wheel Powder | WHEEL POWDER | KILOGRAM | 0 | [5 empty] | 3701990007
ITM0001817 | Mag | MAG | NUMBER | 0 | [5 empty] | 3701990009
ITM0001818 | Computer Printer (Ink Jet) | COMPUTER PRINTER (INK JET) | NUMBER | 0 | [5 empty] | 3701050001
ITM0001819 | Computer Toner | COMPUTER TONER | NUMBER | 0 | [5 empty] | 3701050002
ITM0001820 | Dish Washer (Liquid) | DISH WASHER (LIQUID) | NUMBER | 0 | [5 empty] | 3901130001
ITM0001821 | Plastic File (Clip) | PLASTIC FILE (CLIP) | NUMBER | 0 | [5 empty] | 3701990015
ITM0001822 | White Board Marker | WHITE BOARD MARKER | NUMBER | 0 | [5 empty] | 3701990016
ITM0001823 | RACK Mounted Storage System 2U/4U | RACK MOUNTED STORAGE SYSTEM 2U/4U | NUMBER | 0 | [5 empty] | 2701110020
ITM0001824 | RACK Mounted SAN Switch | RACK MOUNTED SAN SWITCH | NUMBER | 0 | [5 empty] | 2701110021
ITM0001825 | Multimedia Projector | MULTIMEDIA PROJECTOR | NUMBER | 0 | [5 empty] | 2701110024
ITM0001826 | Portable Hard drive | PORTABLE HARD DRIVE | NUMBER | 0 | [5 empty] | 2701110025
ITM0001827 | Laser Printer | LASER PRINTER | NUMBER | 0 | [5 empty] | 3701050003
ITM0001828 | Pen Drive | PEN DRIVE | NUMBER | 0 | [5 empty] | 3701030002
ITM0001829 | Calling Bell | CALLING BELL | NUMBER | 0 | [5 empty] | 3701990010
ITM0001830 | Marker Pen | MARKER PEN | NUMBER | 0 | [5 empty] | 3701090009
ITM0001831 | Envelope (Large) | ENVELOPE (LARGE) | NUMBER | 0 | [5 empty] | 3701070001
ITM0001832 | Envelope (Small) | ENVELOPE (SMALL) | NUMBER | 0 | [5 empty] | 3701070002
ITM0001833 | Record File | RECORD FILE | NUMBER | 0 | [5 empty] | 3701990011
ITM0001834 | Computer Table | COMPUTER TABLE | NUMBER | 0 | [5 empty] | 3701010001
ITM0001835 | Computer Mouse | COMPUTER MOUSE | NUMBER | 0 | [5 empty] | 3701030003
ITM0001836 | Jams Clip(Little) | JAMS CLIP(LITTLE) | NUMBER | 0 | [5 empty] | 3701090010
ITM0001837 | Jams clip | JAMS CLIP | NUMBER | 0 | [5 empty] | 3701090011
ITM0001838 | Sharpner | SHARPNER | NUMBER | 0 | [5 empty] | 3701090012
ITM0001839 | Fluid | FLUID | NUMBER | 0 | [5 empty] | 3701090013
ITM0001840 | Fire Wall | FIRE WALL | NUMBER | 0 | [5 empty] | 2701110022
ITM0001841 | Test Item | TEST ITEM | NUMBER | 0 | [5 empty] | 8101010001
ITM0001842 | 132 kV Single core cable XLPE (Cu.) 500 mm2 (Cut Pieces) | 132 KV SINGLE CORE CABLE XLPE (CU.) 500 MM2 (CUT PIECES) | MTR. | 0 | [5 empty] | 0507130043
ITM0001843 | Air Freshner | AIR FRESHNER | NUMBER | 0 | [5 empty] | 3701990029
ITM0001844 | Aerosol / Insect Killer | AEROSOL / INSECT KILLER | NUMBER | 0 | [5 empty] | 3701990030
ITM0001845 | Basket (Small) | BASKET (SMALL) | NUMBER | 0 | [5 empty] | 3901990002
ITM0001846 | Tube Light | TUBE LIGHT | SET | 0 | [5 empty] | 2501030002
ITM0001847 | Electrical Repairing Items | ELECTRICAL REPAIRING ITEMS | LOT | 0 | [5 empty] | 7899990001
ITM0001848 | Calendar | CALENDAR | NUMBER | 0 | [5 empty] | 3701110001
ITM0001849 | Scrow | SCROW | NUMBER | 0 | [5 empty] | 3701990018
ITM0001850 | Royal Plug | ROYAL PLUG | NUMBER | 0 | [5 empty] | 3701990019
ITM0001851 | Movable Drawer | MOVABLE DRAWER | NUMBER | 0 | [5 empty] | 3701010006
ITM0001852 | Token Dispenser Machine | TOKEN DISPENSER MACHINE | NUMBER | 0 | [5 empty] | 3701030007
ITM0001853 | Speaker | SPEAKER | NUMBER | 0 | [5 empty] | 3701030008
ITM0001854 | Wokitoki | WOKITOKI | NUMBER | 0 | [5 empty] | 2701110026
ITM0001855 | LED Monitor | LED MONITOR | NUMBER | 0 | [5 empty] | 2701110027
ITM0001856 | Smart 3D LED TV | SMART 3D LED TV | NUMBER | 0 | [5 empty] | 2701110028
ITM0001857 | Plotter | PLOTTER | NUMBER | 0 | [5 empty] | 2701110029
ITM0001858 | Cat 6 Network Cable | CAT 6 NETWORK CABLE | MTR. | 0 | [5 empty] | 2701110030
ITM0001859 | Cat 6 Modular | CAT 6 MODULAR | NUMBER | 0 | [5 empty] | 2701110031
ITM0001860 | Face plate with MK Box | FACE PLATE WITH MK BOX | NUMBER | 0 | [5 empty] | 2701110032
ITM0001861 | RJ 45 Connector | RJ 45 CONNECTOR | NUMBER | 0 | [5 empty] | 2701110033
ITM0001862 | 24 Port Switch | 24 PORT SWITCH | NUMBER | 0 | [5 empty] | 2701110034
ITM0001863 | 16 Port Switch | 16 PORT SWITCH | NUMBER | 0 | [5 empty] | 2701110035
ITM0001864 | 8 Port Switch | 8 PORT SWITCH | NUMBER | 0 | [5 empty] | 2701110036
ITM0001865 | Lan Card | LAN CARD | NUMBER | 0 | [5 empty] | 2701110037
ITM0001866 | Off-line UPS (1200 VA) | OFF-LINE UPS (1200 VA) | NUMBER | 0 | [5 empty] | 2701110038
ITM0001867 | Pole Band Clamp (Pole Dia+1) (8 Inch) | POLE BAND CLAMP (POLE DIA+1) (8 INCH) | NUMBER | 0 | [5 empty] | 0503110034
ITM0001868 | 0.4 KV 5 Spool Rack | 0.4 KV 5 SPOOL RACK | NUMBER | 0 | [5 empty] | 0503210012
ITM0001869 | Nut & Bolts M 16 X 65 | NUT & BOLTS M 16 X 65 | NUMBER | 0 | [5 empty] | 4703020026
ITM0001870 | Preform WASP/DOG | PREFORM WASP/DOG | NUMBER | 0 | [5 empty] | 0509010077
ITM0001871 | Preform D/E WASP/PVC/DOG/MERLIN | PREFORM D/E WASP/PVC/DOG/MERLIN | NUMBER | 0 | [5 empty] | 0509010079
ITM0001872 | 33KV Potential Transformer, Ratio: (33000/v3) (110/v3) (110/v3) Volts (Crompton) | 33KV POTENTIAL TRANSFORMER, RATIO: (33000/V3) (110/V3) (110/V3) VOLTS (CROMPTON) | NUMBER | 0 | [5 empty] | 1103050017
ITM0001873 | Tie preformed conductor with spool 50 mm2 ACSR | TIE PREFORMED CONDUCTOR WITH SPOOL 50 MM2 ACSR | SET | 0 | [5 empty] | 0509010060
ITM0001874 | Binding wire 9SWG Al. | BINDING WIRE 9SWG AL. | KILOMETER | 0 | [5 empty] | 0509010065
ITM0001875 | Copper Socket 120mm2 (Tube) | COPPER SOCKET 120MM2 (TUBE) | NUMBER | 0 | [5 empty] | 0509010068
ITM0001876 | Automatic clamp for Gross beak Conductor | AUTOMATIC CLAMP FOR GROSS BEAK CONDUCTOR | NUMBER | 0 | [5 empty] | 0509030001
ITM0001877 | Compression Lug for 4 mm2 Cu. Conductor | COMPRESSION LUG FOR 4 MM2 CU. CONDUCTOR | NUMBER | 0 | [5 empty] | 0509030002
ITM0001878 | Compression Lug for 10 mm2 Cu. Conductor | COMPRESSION LUG FOR 10 MM2 CU. CONDUCTOR | NUMBER | 0 | [5 empty] | 0509030003
ITM0001879 | Compression Lug for 16 mm2 Cu. Conductor | COMPRESSION LUG FOR 16 MM2 CU. CONDUCTOR | NUMBER | 0 | [5 empty] | 0509030004
ITM0001880 | Lug For Copper Conductor (For 70 Sq. Mm) | LUG FOR COPPER CONDUCTOR (FOR 70 SQ. MM) | NUMBER | 0 | [5 empty] | 0509030008
ITM0001881 | Add Comp. Lug 185 mm2 Al | ADD COMP. LUG 185 MM2 AL | NUMBER | 0 | [5 empty] | 0509030013
ITM0001882 | Lug- Earth wire | LUG- EARTH WIRE | NUMBER | 0 | [5 empty] | 0509030015
ITM0001883 | Crimpit 50/16 (Service) | CRIMPIT 50/16 (SERVICE) | NUMBER | 0 | [5 empty] | 0509030023
ITM0001884 | Crimpit earth wire | CRIMPIT EARTH WIRE | NUMBER | 0 | [5 empty] | 0509030028
ITM0001885 | Crimpit Cover for GNAT/PVC | CRIMPIT COVER FOR GNAT/PVC | NUMBER | 0 | [5 empty] | 0509030030
ITM0001886 | Crimpit WASP | CRIMPIT WASP | NUMBER | 0 | [5 empty] | 0509030031
ITM0001887 | Straight Through Joint for 415V 4c 185mm2 PVC (Cu) Cable | STRAIGHT THROUGH JOINT FOR 415V 4C 185MM2 PVC (CU) CABLE | SET | 0 | [5 empty] | 0515010059
ITM0001888 | Straight Through Joint for 415V 4c 185mm2 PVC (Al) Cable | STRAIGHT THROUGH JOINT FOR 415V 4C 185MM2 PVC (AL) CABLE | SET | 0 | [5 empty] | 0515010060
ITM0001889 | Straight Through Joint for 415V 1c 185mm2 PVC (Al) Cable | STRAIGHT THROUGH JOINT FOR 415V 1C 185MM2 PVC (AL) CABLE | SET | 0 | [5 empty] | 0515010062
ITM0001890 | Straight Through Joint for 415V 1c 95mm2 PVC (Cu) Cable | STRAIGHT THROUGH JOINT FOR 415V 1C 95MM2 PVC (CU) CABLE | SET | 0 | [5 empty] | 0515010063
ITM0001891 | Straight Through Joint for 415V 1c 95mm2 PVC (Al) Cable | STRAIGHT THROUGH JOINT FOR 415V 1C 95MM2 PVC (AL) CABLE | SET | 0 | [5 empty] | 0515010064
ITM0001892 | Box (Indoor) Kit Term for 132KV 1c 1200mm2 XLPE (Cu) Cable | BOX (INDOOR) KIT TERM FOR 132KV 1C 1200MM2 XLPE (CU) CABLE | SET | 0 | [5 empty] | 0515030003
ITM0001893 | Box (Indoor) Kit Term for 132KV 1c 800mm2 XLPE (Cu) Cable | BOX (INDOOR) KIT TERM FOR 132KV 1C 800MM2 XLPE (CU) CABLE | SET | 0 | [5 empty] | 0515030004
ITM0001894 | Box (Indoor) Kit Term for 132KV 1c 500mm2 XLPE (Cu) Cable | BOX (INDOOR) KIT TERM FOR 132KV 1C 500MM2 XLPE (CU) CABLE | SET | 0 | [5 empty] | 0515030005
ITM0001895 | Box (Indoor) Kit Term for 132KV 1c 500mm2 Oil Field (Cu) Cable | BOX (INDOOR) KIT TERM FOR 132KV 1C 500MM2 OIL FIELD (CU) CABLE | SET | 0 | [5 empty] | 0515030006
ITM0001896 | Box (Indoor) Kit Term for 33KV 1c 1200mm2 XLPE (Cu) Cable | BOX (INDOOR) KIT TERM FOR 33KV 1C 1200MM2 XLPE (CU) CABLE | SET | 0 | [5 empty] | 0515030007
ITM0001897 | Box (Indoor) Kit Term for 33KV 1c 800mm2 XLPE (Cu) Cable | BOX (INDOOR) KIT TERM FOR 33KV 1C 800MM2 XLPE (CU) CABLE | SET | 0 | [5 empty] | 0515030008
ITM0001898 | Box (Indoor) Kit Term for 33KV 1c 500mm2 XLPE (Cu) Cable | BOX (INDOOR) KIT TERM FOR 33KV 1C 500MM2 XLPE (CU) CABLE | SET | 0 | [5 empty] | 0515030009
ITM0001899 | Box (Indoor) Kit Term for 33KV 1c 300mm2 XLPE (Cu) Cable | BOX (INDOOR) KIT TERM FOR 33KV 1C 300MM2 XLPE (CU) CABLE | SET | 0 | [5 empty] | 0515030011
ITM0001900 | Box (Indoor) Kit Term for 33KV 3c 300mm2 XLPE (Cu) Cable | BOX (INDOOR) KIT TERM FOR 33KV 3C 300MM2 XLPE (CU) CABLE | SET | 0 | [5 empty] | 0515030012
ITM0001901 | Box (Indoor) Kit Term for 33KV 3c 185mm2 XLPE (Cu) Cable | BOX (INDOOR) KIT TERM FOR 33KV 3C 185MM2 XLPE (CU) CABLE | SET | 0 | [5 empty] | 0515030013
ITM0001902 | Box (Indoor) Kit Term for 33KV 3c 185mm2 XLPE (Al) Cable | BOX (INDOOR) KIT TERM FOR 33KV 3C 185MM2 XLPE (AL) CABLE | SET | 0 | [5 empty] | 0515030014
ITM0001903 | Pole (Outdoor) Kit Term for 11KV 1c 800mm2 XLPE (Cu) Cable | POLE (OUTDOOR) KIT TERM FOR 11KV 1C 800MM2 XLPE (CU) CABLE | SET | 0 | [5 empty] | 0515030015
ITM0001904 | Pole (Outdoor) Kit Term for 11KV 1c 500mm2 XLPE (Cu) Cable | POLE (OUTDOOR) KIT TERM FOR 11KV 1C 500MM2 XLPE (CU) CABLE | SET | 0 | [5 empty] | 0515030016
ITM0001905 | Pole (Outdoor) Kit Term for 11KV 3c 300mm2 XLPE (Cu) Cable | POLE (OUTDOOR) KIT TERM FOR 11KV 3C 300MM2 XLPE (CU) CABLE | SET | 0 | [5 empty] | 0515030017
ITM0001906 | Pole (Outdoor) Kit Term for 11KV 1c 300mm2 XLPE (Cu) Cable | POLE (OUTDOOR) KIT TERM FOR 11KV 1C 300MM2 XLPE (CU) CABLE | SET | 0 | [5 empty] | 0515030018
ITM0001907 | Pole (Outdoor) Kit Term for 11KV 3c 185mm2 XLPE (Cu) Cable | POLE (OUTDOOR) KIT TERM FOR 11KV 3C 185MM2 XLPE (CU) CABLE | SET | 0 | [5 empty] | 0515030019
ITM0001908 | Pole (Outdoor) Kit Term for 11KV 1c 185mm2 XLPE (Cu) Cable | POLE (OUTDOOR) KIT TERM FOR 11KV 1C 185MM2 XLPE (CU) CABLE | SET | 0 | [5 empty] | 0515030020
ITM0001909 | Box (Indoor) Kit Term for 415V 1c 300mm2 XLPE (Cu) Cable | BOX (INDOOR) KIT TERM FOR 415V 1C 300MM2 XLPE (CU) CABLE | SET | 0 | [5 empty] | 0515030021
ITM0001910 | Box (Indoor) Kit Term for 415V 4c 300mm2 XLPE (Cu) Cable | BOX (INDOOR) KIT TERM FOR 415V 4C 300MM2 XLPE (CU) CABLE | SET | 0 | [5 empty] | 0515030022
ITM0001911 | Box (Indoor) Kit Term for 415V 1c 185mm2 XLPE (Cu) Cable | BOX (INDOOR) KIT TERM FOR 415V 1C 185MM2 XLPE (CU) CABLE | SET | 0 | [5 empty] | 0515030023
ITM0001912 | Box (Indoor) Kit Term for 415V 4c 185mm2 XLPE (Cu) Cable | BOX (INDOOR) KIT TERM FOR 415V 4C 185MM2 XLPE (CU) CABLE | SET | 0 | [5 empty] | 0515030024
ITM0001913 | Box (Indoor) Kit Term for 415V 4c 185mm2 XLPE (Al) Cable | BOX (INDOOR) KIT TERM FOR 415V 4C 185MM2 XLPE (AL) CABLE | SET | 0 | [5 empty] | 0515030025
ITM0001914 | Box (Indoor) Kit Term for 415V 1c 185mm2 XLPE (Al) Cable | BOX (INDOOR) KIT TERM FOR 415V 1C 185MM2 XLPE (AL) CABLE | SET | 0 | [5 empty] | 0515030027
ITM0001915 | Box (Indoor) Kit Term for 415V 1c 95mm2 XLPE (Cu) Cable | BOX (INDOOR) KIT TERM FOR 415V 1C 95MM2 XLPE (CU) CABLE | SET | 0 | [5 empty] | 0515030028
ITM0001916 | Box (Indoor) Kit Term for 415V 1c 95mm2 XLPE (Al) Cable | BOX (INDOOR) KIT TERM FOR 415V 1C 95MM2 XLPE (AL) CABLE | SET | 0 | [5 empty] | 0515030029
ITM0001917 | Box (Indoor) Kit Term for 415V 1c 300mm2 PVC (Cu) Cable | BOX (INDOOR) KIT TERM FOR 415V 1C 300MM2 PVC (CU) CABLE | SET | 0 | [5 empty] | 0515030030
ITM0001918 | Box (Indoor) Kit Term for 415V 4c 300mm2 PVC (Cu) Cable | BOX (INDOOR) KIT TERM FOR 415V 4C 300MM2 PVC (CU) CABLE | SET | 0 | [5 empty] | 0515030031
ITM0001919 | Box (Indoor) Kit Term for 415V 1c 185mm2 PVC (Cu) Cable | BOX (INDOOR) KIT TERM FOR 415V 1C 185MM2 PVC (CU) CABLE | SET | 0 | [5 empty] | 0515030032
ITM0001920 | Box (Indoor) Kit Term for 415V 4c 185mm2 PVC (Cu) Cable | BOX (INDOOR) KIT TERM FOR 415V 4C 185MM2 PVC (CU) CABLE | SET | 0 | [5 empty] | 0515030033
ITM0001921 | Box (Indoor) Kit Term for 415V 4c 185mm2 PVC (Al) Cable | BOX (INDOOR) KIT TERM FOR 415V 4C 185MM2 PVC (AL) CABLE | SET | 0 | [5 empty] | 0515030034
ITM0001922 | Box (Indoor) Kit Term for 415V 1c 185mm2 PVC (Al) Cable | BOX (INDOOR) KIT TERM FOR 415V 1C 185MM2 PVC (AL) CABLE | SET | 0 | [5 empty] | 0515030036
ITM0001923 | Box (Indoor) Kit Term for 415V 1c 95mm2 PVC (Cu) Cable | BOX (INDOOR) KIT TERM FOR 415V 1C 95MM2 PVC (CU) CABLE | SET | 0 | [5 empty] | 0515030037
ITM0001924 | Box (Indoor) Kit Term for 415V 1c 95mm2 PVC (Al) Cable | BOX (INDOOR) KIT TERM FOR 415V 1C 95MM2 PVC (AL) CABLE | SET | 0 | [5 empty] | 0515030038
ITM0001925 | 33 KV Termination Kit 1 × 500 mm2 XLPE Copper (Indoor) | 33 KV TERMINATION KIT 1 × 500 MM2 XLPE COPPER (INDOOR) | NUMBER | 0 | [5 empty] | 0515030039
ITM0001926 | 11KV Termination Kit 300mm² 3-Core Copper Cable (Indoor). | 11KV TERMINATION KIT 300MM² 3-CORE COPPER CABLE (INDOOR). | NUMBER | 0 | [5 empty] | 0515030042
ITM0001927 | 11 kV Termination Kit 3x35mm2 XLPE Cu. (Indoor) | 11 KV TERMINATION KIT 3X35MM2 XLPE CU. (INDOOR) | NUMBER | 0 | [5 empty] | 0515030043
ITM0001928 | 33 kV Termination Kit 1x400mm2 XLPE Cu. (Indoor) | 33 KV TERMINATION KIT 1X400MM2 XLPE CU. (INDOOR) | NUMBER | 0 | [5 empty] | 0515030045
ITM0001929 | 33 KV Termination Kit 1x500mm2 XLPE Cu. (Indoor) | 33 KV TERMINATION KIT 1X500MM2 XLPE CU. (INDOOR) | NUMBER | 0 | [5 empty] | 0515030046
ITM0001930 | Termination Box 300mm2 3c. Cu. (Indoor) | TERMINATION BOX 300MM2 3C. CU. (INDOOR) | SET | 0 | [5 empty] | 0515030052
ITM0001931 | Pole (Outdoor) Kit Term for 132 kV 1c 1200mm2 XLPE (Cu) Cable | POLE (OUTDOOR) KIT TERM FOR 132 KV 1C 1200MM2 XLPE (CU) CABLE | SET | 0 | [5 empty] | 0515050001
ITM0001932 | Pole (Outdoor) Kit Term for 132 kV 1c 800mm2 XLPE (Cu) Cable | POLE (OUTDOOR) KIT TERM FOR 132 KV 1C 800MM2 XLPE (CU) CABLE | SET | 0 | [5 empty] | 0515050002
ITM0001933 | Pole (Outdoor) Kit Term for 132 kV 1c 500mm2 XLPE (Cu) Cable | POLE (OUTDOOR) KIT TERM FOR 132 KV 1C 500MM2 XLPE (CU) CABLE | SET | 0 | [5 empty] | 0515050003
ITM0001934 | Pole (Outdoor) Kit Term for 132 kV 1c 500mm2 Oil Field (Cu) Cable | POLE (OUTDOOR) KIT TERM FOR 132 KV 1C 500MM2 OIL FIELD (CU) CABLE | SET | 0 | [5 empty] | 0515050004
ITM0001935 | Pole (Outdoor) Kit Term for 33 kV 1c 1200mm2 XLPE (Cu) Cable | POLE (OUTDOOR) KIT TERM FOR 33 KV 1C 1200MM2 XLPE (CU) CABLE | SET | 0 | [5 empty] | 0515050005
ITM0001936 | Pole (Outdoor) Kit Term for 33 kV 1c 800mm2 XLPE (Cu) Cable | POLE (OUTDOOR) KIT TERM FOR 33 KV 1C 800MM2 XLPE (CU) CABLE | SET | 0 | [5 empty] | 0515050006
ITM0001937 | Pole (Outdoor) Kit Term for 33 kV 1c 500mm2 XLPE (Cu) Cable | POLE (OUTDOOR) KIT TERM FOR 33 KV 1C 500MM2 XLPE (CU) CABLE | SET | 0 | [5 empty] | 0515050007
ITM0001938 | Pole (Outdoor) Kit Term for 33 kV 1c 300mm2 XLPE (Cu) Cable | POLE (OUTDOOR) KIT TERM FOR 33 KV 1C 300MM2 XLPE (CU) CABLE | SET | 0 | [5 empty] | 0515050009
ITM0001939 | Pole (Outdoor) Kit Term for 33 kV 3c 300mm2 XLPE (Cu) Cable | POLE (OUTDOOR) KIT TERM FOR 33 KV 3C 300MM2 XLPE (CU) CABLE | SET | 0 | [5 empty] | 0515050010
ITM0001940 | Pole (Outdoor) Kit Term for 33 kV 3c 185mm2 XLPE (Cu) Cable | POLE (OUTDOOR) KIT TERM FOR 33 KV 3C 185MM2 XLPE (CU) CABLE | SET | 0 | [5 empty] | 0515050011
ITM0001941 | Pole (Outdoor) Kit Term for 33 kV 3c 185mm2 XLPE (Al) Cable | POLE (OUTDOOR) KIT TERM FOR 33 KV 3C 185MM2 XLPE (AL) CABLE | SET | 0 | [5 empty] | 0515050012
ITM0001942 | Pull lift | PULL LIFT | NUMBER | 0 | [5 empty] | 1303990001
ITM0001943 | GI Pipe of dia 12.5mm | GI PIPE OF DIA 12.5MM | MTR. | 0 | [5 empty] | 1701010001
ITM0001944 | GI Pipe of dia 18mm | GI PIPE OF DIA 18MM | MTR. | 0 | [5 empty] | 1701010002
ITM0001945 | GI Pipe of dia 38mm | GI PIPE OF DIA 38MM | MTR. | 0 | [5 empty] | 1701010003
ITM0001946 | GI Pipe of dia 50mm | GI PIPE OF DIA 50MM | MTR. | 0 | [5 empty] | 1701010004
ITM0001947 | GI Pipe of dia 100mm | GI PIPE OF DIA 100MM | MTR. | 0 | [5 empty] | 1701010005
ITM0001948 | GI Pipe of dia 200mm | GI PIPE OF DIA 200MM | MTR. | 0 | [5 empty] | 1701010006
ITM0001949 | GI Pipe of dia 300mm | GI PIPE OF DIA 300MM | MTR. | 0 | [5 empty] | 1701010007
ITM0001950 | Pipe PVC 32mm | PIPE PVC 32MM | MTR. | 0 | [5 empty] | 1703010001
ITM0001951 | Pipe PVC 18mm | PIPE PVC 18MM | MTR. | 0 | [5 empty] | 1703010002
ITM0001952 | Pipe PVC 25mm | PIPE PVC 25MM | MTR. | 0 | [5 empty] | 1703010003
ITM0001953 | Pipe PVC 50mm | PIPE PVC 50MM | MTR. | 0 | [5 empty] | 1703010004
ITM0001954 | Pipe PVC 100mm | PIPE PVC 100MM | MTR. | 0 | [5 empty] | 1703010005
ITM0001955 | Slide wrench 8" | SLIDE WRENCH 8" | NUMBER | 0 | [5 empty] | 0705070022
ITM0001956 | Slide wrench 12" | SLIDE WRENCH 12" | NUMBER | 0 | [5 empty] | 0705070023
ITM0001957 | Pliers 6" | PLIERS 6" | NUMBER | 0 | [5 empty] | 0705110004
ITM0001958 | Ring Wrench | RING WRENCH | NUMBER | 0 | [5 empty] | 0705070024
ITM0001959 | Clearance Certificate Form | CLEARANCE CERTIFICATE FORM | BOX | 0 | [5 empty] | 3701150025
ITM0001960 | Miscellaneous Bill form | MISCELLANEOUS BILL FORM | BOX | 0 | [5 empty] | 3701150026
ITM0001961 | Compact Disk | COMPACT DISK | PIECE | 0 | [5 empty] | 7901010002
ITM0001962 | Sisco Router Switch Port Card | SISCO ROUTER SWITCH PORT CARD | NUMBER | 0 | [5 empty] | 2701110023
ITM0001963 | Toilet Tissue Paper | TOILET TISSUE PAPER | ROLL | 0 | [5 empty] | 3701990028
ITM0001964 | Tourch Light (Rechargeable) | TOURCH LIGHT (RECHARGEABLE) | NUMBER | 0 | [5 empty] | 2501010001
ITM0001965 | Supply of Oil Treatment Plant 4000 Liter/Hour | SUPPLY OF OIL TREATMENT PLANT 4000 LITER/HOUR | SET | 0 | [5 empty] | 3501090003
ITM0001966 | Cut Out 30 Amps with Fuse | CUT OUT 30 AMPS WITH FUSE | NUMBER | 0 | [5 empty] | 2305010001
ITM0001967 | Hasco Blade | HASCO BLADE | NUMBER | 0 | [5 empty] | 0705990019
ITM0001968 | Rack Mount Server Type-B | RACK MOUNT SERVER TYPE-B | NUMBER | 0 | [5 empty] | 2701110048
ITM0001969 | Manageable Switch | MANAGEABLE SWITCH | NUMBER | 0 | [5 empty] | 2701110049
ITM0001970 | Router Type-B | ROUTER TYPE-B | NUMBER | 0 | [5 empty] | 2701110050
ITM0001971 | Online UPS | ONLINE UPS | NUMBER | 0 | [5 empty] | 2701110051
ITM0001972 | Non-Manageable Switch | NON-MANAGEABLE SWITCH | NUMBER | 0 | [5 empty] | 2701110052
ITM0001973 | Firewall Type-A | FIREWALL TYPE-A | NUMBER | 0 | [5 empty] | 2701110053
ITM0001974 | Firewall Type-B | FIREWALL TYPE-B | NUMBER | 0 | [5 empty] | 2701110054
ITM0001975 | Network Laser Printer | NETWORK LASER PRINTER | NUMBER | 0 | [5 empty] | 3701050004
ITM0001976 | Comfort Air Conditioner | COMFORT AIR CONDITIONER | NUMBER | 0 | [5 empty] | 6003010001
ITM0001977 | Operating System Disk | OPERATING SYSTEM DISK | PIECE | 0 | [5 empty] | 7901010004
ITM0001978 | Multiplug | MULTIPLUG | PIECE | 0 | [5 empty] | 3701990041
ITM0001979 | Pipe Wrench | PIPE WRENCH | NUMBER | 0 | [5 empty] | 0705070027
ITM0001980 | Portable Drill Machine | PORTABLE DRILL MACHINE | NUMBER | 0 | [5 empty] | 0705050003
ITM0001981 | HT Meter Reading Book | HT METER READING BOOK | NUMBER | 0 | [5 empty] | 3701130012
ITM0001982 | Prepayment Meter-3 Phase | PREPAYMENT METER-3 PHASE | NUMBER | 0 | [5 empty] | 2109050013
ITM0001983 | Prepayment Meter Accuracy Tester | PREPAYMENT METER ACCURACY TESTER | NUMBER | 0 | [5 empty] | 2107990001
ITM0001984 | KIOSK Machine | KIOSK MACHINE | NUMBER | 0 | [5 empty] | 7901010005
ITM0001985 | Network Accessories | NETWORK ACCESSORIES | LOT | 0 | [5 empty] | 2901990004
ITM0001986 | Tyre with tubes | TYRE WITH TUBES | SET | 0 | [5 empty] | 3301010001
ITM0001987 | Laptop Battery | LAPTOP BATTERY | NUMBER | 0 | [5 empty] | 7901010006
ITM0001988 | IP Phone | IP PHONE | NUMBER | 0 | [5 empty] | 2901990005
ITM0001989 | Antivirus Disk | ANTIVIRUS DISK | NUMBER | 0 | [5 empty] | 7903030006
ITM0001990 | Eraser | ERASER | NUMBER | 0 | [5 empty] | 3701990031
ITM0001991 | Line Matrix Printer | LINE MATRIX PRINTER | NUMBER | 0 | [5 empty] | 7901020001
ITM0001992 | Tank Cover Nut with Bolt | TANK COVER NUT WITH BOLT | KILOGRAM | 0 | [5 empty] | 4699990002
ITM0001993 | Fire Rated Door (Single Shutter) | FIRE RATED DOOR (SINGLE SHUTTER) | NUMBER | 0 | [5 empty] | 0309150001
ITM0001994 | 03 Zone Gas Release Addressable Panel | 03 ZONE GAS RELEASE ADDRESSABLE PANEL | NUMBER | 0 | [5 empty] | 5501030001
ITM0001995 | Battery 12V | BATTERY 12V | NUMBER | 0 | [5 empty] | 3101160001
ITM0001996 | Double Flashing Light | DOUBLE FLASHING LIGHT | NUMBER | 0 | [5 empty] | 2501030004
ITM0001997 | Load Shedding Plate | LOAD SHEDDING PLATE | EACH | 0 | [5 empty] | 5504010001
ITM0001998 | Warning Plate | WARNING PLATE | EACH | 0 | [5 empty] | 5504010002
ITM0001999 | Vacuum Cleaner with Accessories-2000W | VACUUM CLEANER WITH ACCESSORIES-2000W | EACH | 0 | [5 empty] | 7301030001
ITM0002000 | 415 Volt Magnetic Contactor- 32A (Ith 55A) | 415 VOLT MAGNETIC CONTACTOR- 32A (ITH 55A) | EACH | 0 | [5 empty] | 2307010003
ITM0002001 | 415 Volt Magnetic Contactor-37A (Ith 60A) | 415 VOLT MAGNETIC CONTACTOR-37A (ITH 60A) | EACH | 0 | [5 empty] | 2307010004
ITM0002002 | Miniature Circuit Breaker: 6A TP | MINIATURE CIRCUIT BREAKER: 6A TP | NUMBER | 0 | [5 empty] | 2301010019
ITM0002003 | Circuit Breaker MCB 10 Amp (TP) | CIRCUIT BREAKER MCB 10 AMP (TP) | NUMBER | 0 | [5 empty] | 2301010020
ITM0002004 | Circuit Breaker MCB 16 Amp (TP) | CIRCUIT BREAKER MCB 16 AMP (TP) | NUMBER | 0 | [5 empty] | 2301010021
ITM0002005 | Generator-100 KVA | GENERATOR-100 KVA | NUMBER | 0 | [5 empty] | 1940990002
ITM0002006 | Generator Synchronization controller ComAp IC-NT-Mint with control cable 4 coil | GENERATOR SYNCHRONIZATION CONTROLLER COMAP IC-NT-MINT WITH CONTROL CABLE 4 COIL | PIECE | 0 | [5 empty] | 5899990001
ITM0002007 | HPA 36 Complete Pole-1250A Pressure Switch | HPA 36 COMPLETE POLE-1250A PRESSURE SWITCH | NUMBER | 0 |  |  |  | 33 KV-BREAKERS |  | 4405020151
ITM0002008 | Bushing-Y 36KV VHA CUB(1250A)-Top for Busbar Support Bushing-1250Amp | BUSHING-Y 36KV VHA CUB(1250A)-TOP FOR BUSBAR SUPPORT BUSHING-1250AMP | NUMBER | 0 |  |  |  | 33 KV-BREAKERS |  | 4405020144
ITM0002009 | Bushing 2000A VHA36 W/O Slip On CT-Bottom for Cable Support Bushing-2000Amp | BUSHING 2000A VHA36 W/O SLIP ON CT-BOTTOM FOR CABLE SUPPORT BUSHING-2000AMP | NUMBER | 0 |  |  |  | 33 KV-BREAKERS |  | 4405020145
ITM0002010 | Screw driver 8” Flat | SCREW DRIVER 8” FLAT | NUMBER | 0 | [5 empty] | 0705070031
ITM0002011 | 33kV Test Plug for GIS | 33KV TEST PLUG FOR GIS | SET | 0 | [5 empty] | 4499020001
ITM0002012 | Dielectric Dissipation Factor (tan d) Test Set | DIELECTRIC DISSIPATION FACTOR (TAN D) TEST SET | SET | 0 | [5 empty] | 2101010063
ITM0002013 | Oil Moisturizing Test Set (ppm Test Set) | OIL MOISTURIZING TEST SET (PPM TEST SET) | SET | 0 | [5 empty] | 2101010064
ITM0002014 | Smart Card for Pre-Payment Meter | SMART CARD FOR PRE-PAYMENT METER | NUMBER | 0 |  |  |  | INDICATING & RECORDI |  | 2105110002
ITM0002015 | 11 kV Outgoing Feeder Breaker without Cubicle 630A (Type: HHV12, S&S Power Switchgear Limited, lndia | 11 KV OUTGOING FEEDER BREAKER WITHOUT CUBICLE 630A (TYPE: HHV12, S&S POWER SWITCHGEAR LIMITED, LNDIA | SET | 0 |  |  |  | 11 KV-BREAKERS |  | 4401020099
ITM0002016 | 11 kV Incomer Breaker without Cubicle 2000A (Type: HHV12, S&S Power Switchgear Limited, lndia) | 11 KV INCOMER BREAKER WITHOUT CUBICLE 2000A (TYPE: HHV12, S&S POWER SWITCHGEAR LIMITED, LNDIA) | SET | 0 |  |  |  | 11 KV-BREAKERS |  | 4401020100
ITM0002017 | Disinfectant Spray | DISINFECTANT SPRAY | NUMBER | 0 | [5 empty] | 3701990047
ITM0002018 | Alpin | ALPIN | BOX | 0 | [5 empty] | 3701150030
ITM0002019 | Stamp Pad | STAMP PAD | NUMBER | 0 | [5 empty] | 3701990048
ITM0002020 | Metal Detector | METAL DETECTOR | NUMBER | 0 | [5 empty] | 0705010008
ITM0002021 | Rope | ROPE | KILOGRAM | 0 | [5 empty] | 3901990006
ITM0002022 | 11 kV Indoor Metering Unit 60/5 Amps without ecloser | 11 KV INDOOR METERING UNIT 60/5 AMPS WITHOUT ECLOSER | NUMBER | 0 | [5 empty] | 2109030030
ITM0002023 | Hacksaw Blade | HACKSAW BLADE | NUMBER | 0 | [5 empty] | 0705990021
ITM0002024 | 400 Volt MCCB ENCLOSER (250 Amps) | 400 VOLT MCCB ENCLOSER (250 AMPS) | NUMBER | 0 | [5 empty] | 2301010007
ITM0002025 | Socket Wrench | SOCKET WRENCH | NUMBER | 0 | [5 empty] | 0705070029
ITM0002026 | silica gel stone | SILICA GEL STONE | KILOGRAM | 0 | [5 empty] | 7699990013
ITM0002027 | Emery Cloth Paper | EMERY CLOTH PAPER | NUMBER | 0 | [5 empty] | 3701990044
ITM0002028 | H.T Spindle | H.T SPINDLE | NUMBER | 0 | [5 empty] | 7699990011
ITM0002029 | Pully 3 way | PULLY 3 WAY | NUMBER | 0 | [5 empty] | 1301010015
ITM0002030 | Crowbar (Shabol) | CROWBAR (SHABOL) | NUMBER | 0 | [5 empty] | 7301010002
ITM0002031 | Manageable Switch (Access) | MANAGEABLE SWITCH (ACCESS) | NUMBER | 0 | [5 empty] | 7901030007
ITM0002032 | HDD for SAN Storage | HDD FOR SAN STORAGE | NUMBER | 0 | [5 empty] | 7901010010
ITM0002033 | SAN Switch Ports | SAN SWITCH PORTS | NUMBER | 0 | [5 empty] | 7901010011
ITM0002034 | Combo Power Socket | COMBO POWER SOCKET | NUMBER | 0 | [5 empty] | 5207030001
ITM0002035 | In-Row Based Precision Air Conditioner (PAC) | IN-ROW BASED PRECISION AIR CONDITIONER (PAC) | NUMBER | 0 | [5 empty] | 6007010001
ITM0002036 | Comfort Air Conditioner (CAC)-3 Ton | COMFORT AIR CONDITIONER (CAC)-3 TON | NUMBER | 0 | [5 empty] | 6005030001
ITM0002037 | Comfort Air Conditioner (CAC)-2 Ton | COMFORT AIR CONDITIONER (CAC)-2 TON | NUMBER | 0 | [5 empty] | 6005030002
ITM0002038 | Comfort Air Conditioner (CAC)-1 Ton | COMFORT AIR CONDITIONER (CAC)-1 TON | NUMBER | 0 | [5 empty] | 6005010001
ITM0002039 | Air Conditioner Control Panal (ACP) | AIR CONDITIONER CONTROL PANAL (ACP) | NUMBER | 0 | [5 empty] | 6099990001
ITM0002040 | De-Humidifier | DE-HUMIDIFIER | NUMBER | 0 | [5 empty] | 6099020001
ITM0002041 | NOVEC 1230 Gaseous agent | NOVEC 1230 GASEOUS AGENT | LBS. | 0 | [5 empty] | 6099010001
ITM0002042 | Fire Cylinder -75 lb | FIRE CYLINDER -75 LB | NUMBER | 0 | [5 empty] | 5501050001
ITM0002043 | Fire Cylinder -160 lb | FIRE CYLINDER -160 LB | NUMBER | 0 | [5 empty] | 5501050002
ITM0002044 | Cylinder Strap | CYLINDER STRAP | NUMBER | 0 | [5 empty] | 5501050003
ITM0002045 | Electric Solenoid for Fire Protection | ELECTRIC SOLENOID FOR FIRE PROTECTION | NUMBER | 0 | [5 empty] | 5501070001
ITM0002046 | Flow Calc | FLOW CALC | NUMBER | 0 | [5 empty] | 5501050005
ITM0002047 | Label of Various Sign | LABEL OF VARIOUS SIGN | NUMBER | 0 | [5 empty] | 6999990001
ITM0002048 | Fr. Bumber | FR. BUMBER | PIECE | 0 | [5 empty] | 3301030035
ITM0002049 | Manual release switch | MANUAL RELEASE SWITCH | NUMBER | 0 | [5 empty] | 5501990003
ITM0002050 | Cooling Containment (20 Rack, 10 Rack per Row) | COOLING CONTAINMENT (20 RACK, 10 RACK PER ROW) | NUMBER | 0 | [5 empty] | 6099030001
ITM0002051 | Shock and Vibration Sensor | SHOCK AND VIBRATION SENSOR | NUMBER | 0 | [5 empty] | 6212990002
ITM0002052 | Rack Mount Server | RACK MOUNT SERVER | NUMBER | 0 | [5 empty] | 7901040001
ITM0002053 | Closed Network Rack (42U) | CLOSED NETWORK RACK (42U) | NUMBER | 0 | [5 empty] | 7901030009
ITM0002054 | Server Rack (42U) with KVM and Console | SERVER RACK (42U) WITH KVM AND CONSOLE | NUMBER | 0 | [5 empty] | 7901040002
ITM0002055 | Four Post Open Server Rack (42U) with KVM and Console | FOUR POST OPEN SERVER RACK (42U) WITH KVM AND CONSOLE | NUMBER | 0 | [5 empty] | 7901040003
ITM0002056 | PDU for Rack | PDU FOR RACK | NUMBER | 0 | [5 empty] | 7901040004
ITM0002057 | Coffee Maker | COFFEE MAKER | NUMBER | 0 | [5 empty] | 3701990046
ITM0002058 | PG Clamp Comp. Type - Rabbit | PG CLAMP COMP. TYPE - RABBIT | NUMBER | 0 | [5 empty] | 0503050031
ITM0002059 | 36KV Circuit Breaker 2000Amp HPA 36/2031C for 33KV SF6 HPA36 Switchgear | 36KV CIRCUIT BREAKER 2000AMP HPA 36/2031C FOR 33KV SF6 HPA36 SWITCHGEAR | NUMBER | 0 |  |  |  | 33 KV-BREAKERS |  | 4405020139
ITM0002060 | Contact Bolt-36KV Bushing (70dia)-Male Contact for Cable Support Bushing-2000Amp | CONTACT BOLT-36KV BUSHING (70DIA)-MALE CONTACT FOR CABLE SUPPORT BUSHING-2000AMP | NUMBER | 0 |  |  |  | 33 KV-BREAKERS |  | 4405020146
ITM0002061 | Bushing-R 36KV VHA CUB(2000A)-Top for Busbar Support Bushing-2000Amp | BUSHING-R 36KV VHA CUB(2000A)-TOP FOR BUSBAR SUPPORT BUSHING-2000AMP | NUMBER | 0 |  |  |  | 33 KV-BREAKERS |  | 4405020149
ITM0002062 | 1250A Eclipse Circuit Breaker for Incomer Panels | 1250A ECLIPSE CIRCUIT BREAKER FOR INCOMER PANELS | NUMBER | 0 |  |  |  | 11 KV-BREAKERS |  | 4401020094
ITM0002063 | Vaccum Interrupter Test Set | VACCUM INTERRUPTER TEST SET | SET | 0 | [5 empty] | 2101010057
ITM0002064 | Screw Driver 10 inch -Flat | SCREW DRIVER 10 INCH -FLAT | NUMBER | 0 | [5 empty] | 0705070030
ITM0002065 | PVC Placard, Type-01(76 nos), Type-02(152 nos), Type-03 to 36(each 76 nos) | PVC PLACARD, TYPE-01(76 NOS), TYPE-02(152 NOS), TYPE-03 TO 36(EACH 76 NOS) | SQ.FT | 0 |  |  |  | NON-METALLIC PIPES |  | 1703010010
ITM0002066 | ACSR WOLF | ACSR WOLF | KILOMETER | 0 |  |  |  | ELECTRICAL CONDUCTOR |  | 0505030005
ITM0002067 | Rubber Oil Container(20000 Liters) | RUBBER OIL CONTAINER(20000 LITERS) | SET | 0 | [5 empty] | 1975990001
ITM0002068 | AVO Meter Fluke/Megger | AVO METER FLUKE/MEGGER | SET | 0 | [5 empty] | 2101010062
ITM0002069 | Breaker Analyzer | BREAKER ANALYZER | SET | 0 | [5 empty] | 2101010065
ITM0002070 | Copper Tube | COPPER TUBE | FEET | 0 | [5 empty] | 1701030001
ITM0002071 | Pen Holder | PEN HOLDER | NUMBER | 0 | [5 empty] | 3701090014
ITM0002072 | RAM | RAM | NUMBER | 0 | [5 empty] | 3701030004
ITM0002073 | Double Clip File | DOUBLE CLIP FILE | NUMBER | 0 | [5 empty] | 3701090015
ITM0002074 | Offset Paper | OFFSET PAPER | BOX | 0 | [5 empty] | 3701130010
ITM0002075 | Mother Board | MOTHER BOARD | NUMBER | 0 | [5 empty] | 3701030005
ITM0002076 | Scale | SCALE | NUMBER | 0 | [5 empty] | 3701090016
ITM0002077 | Report Court File | REPORT COURT FILE | NUMBER | 0 | [5 empty] | 3701990012
ITM0002078 | Plastic File (Punch) | PLASTIC FILE (PUNCH) | NUMBER | 0 | [5 empty] | 3701990013
ITM0002079 | Coton | COTON | BUNDLE | 0 | [5 empty] | 3701090017
ITM0002080 | Hand Wash (Small) | HAND WASH (SMALL) | NUMBER | 0 | [5 empty] | 3701990014
ITM0002081 | Desktop computer | DESKTOP COMPUTER | NUMBER | 0 | [5 empty] | 2701110013
ITM0002082 | Processor | PROCESSOR | NUMBER | 0 | [5 empty] | 2701110014
ITM0002083 | Scanner | SCANNER | NUMBER | 0 | [5 empty] | 2701110015
ITM0002084 | Tower Server | TOWER SERVER | NUMBER | 0 | [5 empty] | 2701110016
ITM0002085 | Router Type-A | ROUTER TYPE-A | NUMBER | 0 | [5 empty] | 2701110017
ITM0002086 | Proxy Server | PROXY SERVER | NUMBER | 0 | [5 empty] | 2701110018
ITM0002087 | RACK 42 U | RACK 42 U | NUMBER | 0 | [5 empty] | 2701110019
ITM0002088 | Off-line UPS (1250 VA ) | OFF-LINE UPS (1250 VA ) | NUMBER | 0 | [5 empty] | 2701110039
ITM0002089 | Off-line UPS (650 VA ) | OFF-LINE UPS (650 VA ) | NUMBER | 0 | [5 empty] | 2701110040
ITM0002090 | On-line UPS (2000 VA ) | ON-LINE UPS (2000 VA ) | NUMBER | 0 | [5 empty] | 2701110041
ITM0002091 | On-line UPS (1000 VA ) | ON-LINE UPS (1000 VA ) | NUMBER | 0 | [5 empty] | 2701110042
ITM0002092 | UPS Battery (1000 VA) | UPS BATTERY (1000 VA) | NUMBER | 0 | [5 empty] | 2701110043
ITM0002093 | UPS Battery (2000 VA) | UPS BATTERY (2000 VA) | NUMBER | 0 | [5 empty] | 2701110044
ITM0002094 | Cache battery | CACHE BATTERY | NUMBER | 0 | [5 empty] | 2701110045
ITM0002095 | Computer Printer-Dot Matrix(24 pin) | COMPUTER PRINTER-DOT MATRIX(24 PIN) | NUMBER | 0 | [5 empty] | 2701110046
ITM0002096 | Computer Printer-Dot Matrix(36 pin) | COMPUTER PRINTER-DOT MATRIX(36 PIN) | NUMBER | 0 | [5 empty] | 2701110047
ITM0002097 | Face Plate Dual Shutter | FACE PLATE DUAL SHUTTER | NUMBER | 0 | [5 empty] | 3701990020
ITM0002098 | PVC Pipe | PVC PIPE | MTR. | 0 | [5 empty] | 3701990021
ITM0002099 | PVC Channel | PVC CHANNEL | MTR. | 0 | [5 empty] | 3701990022
ITM0002100 | Cable Tie | CABLE TIE | NUMBER | 0 | [5 empty] | 3701990023
ITM0002101 | 6 Pin Multi Socket | 6 PIN MULTI SOCKET | NUMBER | 0 | [5 empty] | 3701990024
ITM0002102 | Note Book | NOTE BOOK | NUMBER | 0 | [5 empty] | 3701990025
ITM0002103 | Hand wash (Big) | HAND WASH (BIG) | NUMBER | 0 | [5 empty] | 3701990026
ITM0002104 | Soap | SOAP | NUMBER | 0 | [5 empty] | 3701990027
ITM0002105 | Glue/Ghum | GLUE/GHUM | NUMBER | 0 | [5 empty] | 3701090019
ITM0002106 | Dish Washer (Powder) | DISH WASHER (POWDER) | BAG | 0 | [5 empty] | 3901130002
ITM0002107 | Binding Clip | BINDING CLIP | NUMBER | 0 | [5 empty] | 3701990032
ITM0002108 | Punch Machine (Single) | PUNCH MACHINE (SINGLE) | NUMBER | 0 | [5 empty] | 3701990033
ITM0002109 | Punch Machine (Double) | PUNCH MACHINE (DOUBLE) | NUMBER | 0 | [5 empty] | 3701990034
ITM0002110 | Paper weight | PAPER WEIGHT | NUMBER | 0 | [5 empty] | 3701990035
ITM0002111 | File Board | FILE BOARD | NUMBER | 0 | [5 empty] | 3701090020
ITM0002112 | Stapler Pin Remover | STAPLER PIN REMOVER | NUMBER | 0 | [5 empty] | 3701090021
ITM0002113 | File tag suta | FILE TAG SUTA | NUMBER | 0 | [5 empty] | 3701090022
ITM0002114 | Slip Paper | SLIP PAPER | BOX | 0 | [5 empty] | 3701990036
ITM0002115 | Magazine Box | MAGAZINE BOX | NUMBER | 0 | [5 empty] | 3701990037
ITM0002116 | White Board | WHITE BOARD | NUMBER | 0 | [5 empty] | 3701990038
ITM0002117 | Duster | DUSTER | NUMBER | 0 | [5 empty] | 3701990039
ITM0002118 | Card Holder | CARD HOLDER | NUMBER | 0 | [5 empty] | 3701990040
ITM0002119 | 200 kVA, 11/0.4 kV Trolley Mounted Transformer | 200 KVA, 11/0.4 KV TROLLEY MOUNTED TRANSFORMER | NUMBER | 0 | [5 empty] | 1103990030
ITM0002120 | Screw Driver -12'' | SCREW DRIVER -12'' | NUMBER | 0 | [5 empty] | 0705070021
ITM0002121 | Chain pully 1.5 ton | CHAIN PULLY 1.5 TON | NUMBER | 0 | [5 empty] | 1301010014
ITM0002122 | Earth Tester (Four Terminal) | EARTH TESTER (FOUR TERMINAL) | NUMBER | 0 | [5 empty] | 2101050003
ITM0002123 | Insulation Cutter | INSULATION CUTTER | NUMBER | 0 | [5 empty] | 0705090003
ITM0002124 | Noose Pliers | NOOSE PLIERS | NUMBER | 0 | [5 empty] | 0705110005
ITM0002125 | Measuring Tape | MEASURING TAPE | NUMBER | 0 | [5 empty] | 0705270001
ITM0002126 | Leaflet Paper | LEAFLET PAPER | BOX | 0 | [5 empty] | 3701110002
ITM0002127 | Arrears Notice Form | ARREARS NOTICE FORM | BOX | 0 | [5 empty] | 3701150023
ITM0002128 | Bill Correction Form | BILL CORRECTION FORM | BOX | 0 | [5 empty] | 3701150027
ITM0002129 | Likely Consumption form | LIKELY CONSUMPTION FORM | BOX | 0 | [5 empty] | 3701150028
ITM0002130 | Manual Adjustment Form | MANUAL ADJUSTMENT FORM | BOX | 0 | [5 empty] | 3701150029
ITM0002131 | Transformer Bushing Rod ( LT ) | TRANSFORMER BUSHING ROD ( LT ) | NUMBER | 0 | [5 empty] | 1103170014
ITM0002132 | Transformer Bushing Rod ( HT ) | TRANSFORMER BUSHING ROD ( HT ) | NUMBER | 0 | [5 empty] | 1103170015
ITM0002133 | Oracle Database Appliance | ORACLE DATABASE APPLIANCE | SET | 0 | [5 empty] | 7901010001
ITM0002134 | Oracle 11g-2R / 12c-2R Enterprise Edition | ORACLE 11G-2R / 12C-2R ENTERPRISE EDITION | PROCESSOR | 0 | [5 empty] | 7903030001
ITM0002135 | Oracle 11g-2R / 12c-2R Enterprise Edition partitioning | ORACLE 11G-2R / 12C-2R ENTERPRISE EDITION PARTITIONING | PROCESSOR | 0 | [5 empty] | 7903030002
ITM0002136 | Oracle 11g-2R / 12c-2R Enterprise Edition Real Application Clusters | ORACLE 11G-2R / 12C-2R ENTERPRISE EDITION REAL APPLICATION CLUSTERS | PROCESSOR | 0 | [5 empty] | 7903030003
ITM0002137 | Oracle 11g-2R / 12c-2R Enterprise Edition Diagnostics Pack | ORACLE 11G-2R / 12C-2R ENTERPRISE EDITION DIAGNOSTICS PACK | PROCESSOR | 0 | [5 empty] | 7903030004
ITM0002138 | Oracle 11g-2R / 12c-2R Enterprise Edition Tuning Pack | ORACLE 11G-2R / 12C-2R ENTERPRISE EDITION TUNING PACK | PROCESSOR | 0 | [5 empty] | 7903030005
ITM0002139 | Meter Reading Book | METER READING BOOK | NUMBER | 0 | [5 empty] | 3701130011
ITM0002140 | Connector KSU-24 | CONNECTOR KSU-24 | NUMBER | 0 | [5 empty] | 0509030078
ITM0002141 | Choke (Tube Light) | CHOKE (TUBE LIGHT) | NUMBER | 0 | [5 empty] | 2503990011
ITM0002142 | Bolt Cutter 32" | BOLT CUTTER 32" | NUMBER | 0 | [5 empty] | 0705070025
ITM0002143 | Slide Wrench 10" | SLIDE WRENCH 10" | NUMBER | 0 | [5 empty] | 0705070026
ITM0002144 | Ferrule (Cu) 185 mm2 | FERRULE (CU) 185 MM2 | NUMBER | 0 | [5 empty] | 0701990002
ITM0002145 | Ferrule (Al) 185 mm2 | FERRULE (AL) 185 MM2 | NUMBER | 0 | [5 empty] | 0701990003
ITM0002146 | 33 kV, 1x800 mm2 XLPE Cu Cable (Cut Piece) | 33 KV, 1X800 MM2 XLPE CU CABLE (CUT PIECE) | KILOMETER | 0 | [5 empty] | 0507130045
ITM0002147 | Upper & lower arm bush | UPPER & LOWER ARM BUSH | SET | 0 | [5 empty] | 3301030001
ITM0002148 | Idler arm | IDLER ARM | SET | 0 | [5 empty] | 3301030002
ITM0002149 | Pitman arm | PITMAN ARM | SET | 0 | [5 empty] | 3301030003
ITM0002150 | Stabilizer link Kit | STABILIZER LINK KIT | SET | 0 | [5 empty] | 3301030004
ITM0002151 | Stabilizer bar bush | STABILIZER BAR BUSH | SET | 0 | [5 empty] | 3301030005
ITM0002152 | FR. Wheels hubs bearing | FR. WHEELS HUBS BEARING | SET | 0 | [5 empty] | 3301030006
ITM0002153 | Hubs seal | HUBS SEAL | PIECE | 0 | [5 empty] | 3301030007
ITM0002154 | Rear axle rearing with con | REAR AXLE REARING WITH CON | SET | 0 | [5 empty] | 3301030008
ITM0002155 | Rear Axle seal | REAR AXLE SEAL | SET | 0 | [5 empty] | 3301030009
ITM0002156 | Grease | GREASE | LBS. | 0 | [5 empty] | 3501150001
ITM0002157 | Tie rod end | TIE ROD END | SET | 0 | [5 empty] | 3301030010
ITM0002158 | Brake pad-front | BRAKE PAD-FRONT | SET | 0 | [5 empty] | 3301030011
ITM0002159 | Brake shoe-Rear | BRAKE SHOE-REAR | SET | 0 | [5 empty] | 3301030012
ITM0002160 | Steering cross bearing | STEERING CROSS BEARING | PIECE | 0 | [5 empty] | 3301030013
ITM0002161 | Leaf spring bush | LEAF SPRING BUSH | SET | 0 | [5 empty] | 3301030014
ITM0002162 | Wheel Cylinder assy Rear | WHEEL CYLINDER ASSY REAR | SET | 0 | [5 empty] | 3301030015
ITM0002163 | Masking Tape | MASKING TAPE | ROLL | 0 | [5 empty] | 4799990004
ITM0002164 | Shock Absorber Rear | SHOCK ABSORBER REAR | SET | 0 | [5 empty] | 3301170001
ITM0002165 | Brake fluid | BRAKE FLUID | BARREL | 0 | [5 empty] | 3301030016
ITM0002166 | cable Finder / Cable Tracer | CABLE FINDER / CABLE TRACER | NUMBER | 0 | [5 empty] | 7399990001
ITM0002167 | DVD | DVD | PIECE | 0 | [5 empty] | 7901010003
ITM0002168 | Pencil Battery (AA) | PENCIL BATTERY (AA) | NUMBER | 0 | [5 empty] | 4101030001
ITM0002169 | Melate Cable | MELATE CABLE | MTR. | 0 | [5 empty] | 0505990001
ITM0002170 | Hand Trolley | HAND TROLLEY | NUMBER | 0 | [5 empty] | 0705010006
ITM0002171 | Gasket Cement | GASKET CEMENT | NUMBER | 0 | [5 empty] | 1103170016
ITM0002172 | Spade | SPADE | NUMBER | 0 | [5 empty] | 0705010007
ITM0002173 | Hydrolic Jack | HYDROLIC JACK | NUMBER | 0 | [5 empty] | 7301010001
ITM0002174 | Thread Tape | THREAD TAPE | ROLL | 0 | [5 empty] | 4699990001
ITM0002175 | Insulating Paper No-3 | INSULATING PAPER NO-3 | KILOGRAM | 0 | [5 empty] | 7699990001
ITM0002176 | Insulating Paper No-5 | INSULATING PAPER NO-5 | KILOGRAM | 0 | [5 empty] | 7699990002
ITM0002177 | Insulating Paper No-7 | INSULATING PAPER NO-7 | KILOGRAM | 0 | [5 empty] | 7699990003
ITM0002178 | Insulating Paper No-10 | INSULATING PAPER NO-10 | KILOGRAM | 0 | [5 empty] | 7699990004
ITM0002179 | Press Board (2.0mm) | PRESS BOARD (2.0MM) | NUMBER | 0 | [5 empty] | 7699990007
ITM0002180 | LT NUT | LT NUT | NUMBER | 0 | [5 empty] | 7499990010
ITM0002181 | Horn Gap | HORN GAP | NUMBER | 0 | [5 empty] | 7499990012
ITM0002182 | Cut Out | CUT OUT | NUMBER | 0 | [5 empty] | 2305010002
ITM0002183 | Synthetic Rubber Bush (H.T Bushing) (Inner dia 10mm × Thick 9 mm í Height 18mm) | SYNTHETIC RUBBER BUSH (H.T BUSHING) (INNER DIA 10MM × THICK 9 MM Í HEIGHT 18MM) | NUMBER | 0 | [5 empty] | 7499990018
ITM0002184 | L.T. Spindle, (Size 240 mm × 16 mm) | L.T. SPINDLE, (SIZE 240 MM × 16 MM) | NUMBER | 0 | [5 empty] | 7699990016
ITM0002185 | Earth Wire (Iron) | EARTH WIRE (IRON) | MTR. | 0 | [5 empty] | 0509090035
ITM0002186 | 1*25 mm2 NYY Cable | 1*25 MM2 NYY CABLE | MTR. | 0 | [5 empty] | 0507050027
ITM0002187 | 1*4 mm2 NYY Cable | 1*4 MM2 NYY CABLE | MTR. | 0 | [5 empty] | 0507050028
ITM0002188 | 1*10 mm2 NYY Cable | 1*10 MM2 NYY CABLE | MTR. | 0 | [5 empty] | 0507050029
ITM0002189 | 1*2.5 mm2 NYY Cable | 1*2.5 MM2 NYY CABLE | MTR. | 0 | [5 empty] | 0507050030
ITM0002190 | Computer Keyboard | COMPUTER KEYBOARD | NUMBER | 0 | [5 empty] | 7901010007
ITM0002191 | Bolai Disc Fittings | BOLAI DISC FITTINGS | NUMBER | 0 | [5 empty] | 0509010086
ITM0002192 | Cork Sheet | CORK SHEET | NUMBER | 0 | [5 empty] | 0705010009
ITM0002193 | Oil level indicator (Rubber) | OIL LEVEL INDICATOR (RUBBER) | NUMBER | 0 | [5 empty] | 7699990008
ITM0002194 | Oil level indicator (Steel frame) | OIL LEVEL INDICATOR (STEEL FRAME) | NUMBER | 0 | [5 empty] | 7699990009
ITM0002195 | Pressboard gasket (L.T) | PRESSBOARD GASKET (L.T) | NUMBER | 0 | [5 empty] | 7499990004
ITM0002196 | Rubber Bush (H.T) | RUBBER BUSH (H.T) | NUMBER | 0 | [5 empty] | 7499990005
ITM0002197 | Rubber Bush (L.T) | RUBBER BUSH (L.T) | NUMBER | 0 | [5 empty] | 7499990006
ITM0002198 | Bushing Insulator (H.T) | BUSHING INSULATOR (H.T) | NUMBER | 0 | [5 empty] | 7499990007
ITM0002199 | silica gel breather | SILICA GEL BREATHER | NUMBER | 0 | [5 empty] | 7699990012
ITM0002200 | Transformer LT Bushing Rod (5/8) | TRANSFORMER LT BUSHING ROD (5/8) | NUMBER | 0 | [5 empty] | 1103170017
ITM0002201 | Potting | POTTING | NUMBER | 0 | [5 empty] | 3901990007
ITM0002202 | Rubberized Gasket (L.T. Bushing,) (Inner dia 27 mm×Thick 5 mm × outer dia 44 mm). | RUBBERIZED GASKET (L.T. BUSHING,) (INNER DIA 27 MM×THICK 5 MM × OUTER DIA 44 MM). | NUMBER | 0 | [5 empty] | 7499990016
ITM0002203 | 2mm Pressboard gasket (L.T Bushing) (Inner dia 27 mm×Thick 2 mm × outer dia 44 mm). | 2MM PRESSBOARD GASKET (L.T BUSHING) (INNER DIA 27 MM×THICK 2 MM × OUTER DIA 44 MM). | NUMBER | 0 | [5 empty] | 7499990017
ITM0002204 | L.T Nut big | L.T NUT BIG | NUMBER | 0 | [5 empty] | 4703010002
ITM0002205 | H.T Spindle, made of cop. (Size 430 × 12) | H.T SPINDLE, MADE OF COP. (SIZE 430 × 12) | NUMBER | 0 | [5 empty] | 7699990018
ITM0002206 | Synthetic Rubber Adhessive | SYNTHETIC RUBBER ADHESSIVE | TIN | 0 | [5 empty] | 3701090026
ITM0002207 | Lead solder | LEAD SOLDER | KILOGRAM | 0 | [5 empty] | 7612990001
ITM0002208 | Silica Gel Breather Big | SILICA GEL BREATHER BIG | NUMBER | 0 | [5 empty] | 7699990019
ITM0002209 | Socket (L.T) 185RM (Made of copper) | SOCKET (L.T) 185RM (MADE OF COPPER) | NUMBER | 0 | [5 empty] | 7499990019
ITM0002210 | Insulating Burnish ( 4 ltr/Tin) | INSULATING BURNISH ( 4 LTR/TIN) | TIN | 0 | [5 empty] | 7699990020
ITM0002211 | H.T. Nut, Big (Outer dia 1.8cm, Inner dia 0.9cm, Thick 1.1cm) | H.T. NUT, BIG (OUTER DIA 1.8CM, INNER DIA 0.9CM, THICK 1.1CM) | NUMBER | 0 | [5 empty] | 7499990020
ITM0002212 | H.T. Spindle,( Length 12cm, dia 1.2cm) | H.T. SPINDLE,( LENGTH 12CM, DIA 1.2CM) | NUMBER | 0 | [5 empty] | 7699990021
ITM0002213 | Patch Panel (24 Port) | PATCH PANEL (24 PORT) | SET | 0 | [5 empty] | 7901030001
ITM0002214 | Wire Manager | WIRE MANAGER | NUMBER | 0 | [5 empty] | 7901030002
ITM0002215 | Patch Cord (0.6 Meter) | PATCH CORD (0.6 METER) | NUMBER | 0 | [5 empty] | 7901030003
ITM0002216 | Patch Cord (3 Meter) | PATCH CORD (3 METER) | NUMBER | 0 | [5 empty] | 7901030004
ITM0002217 | Wall Mount Rack (9U) | WALL MOUNT RACK (9U) | NUMBER | 0 | [5 empty] | 7901010008
ITM0002218 | Flexible Pipe (1 Inch) | FLEXIBLE PIPE (1 INCH) | FEET | 0 | [5 empty] | 1703010009
ITM0002219 | Other Accessories | OTHER ACCESSORIES | LOT | 0 | [5 empty] | 7899990005
ITM0002220 | IP Camera | IP CAMERA | NUMBER | 0 | [5 empty] | 6901030001
ITM0002221 | Network Video Recorder (NVR) | NETWORK VIDEO RECORDER (NVR) | NUMBER | 0 | [5 empty] | 6901040001
ITM0002222 | Wifi COntroller | WIFI CONTROLLER | NUMBER | 0 | [5 empty] | 7901030005
ITM0002223 | Wifi Access Point | WIFI ACCESS POINT | NUMBER | 0 | [5 empty] | 7901030006
ITM0002224 | Desktop Computer (Old) | DESKTOP COMPUTER (OLD) | NUMBER | 0 | [5 empty] | 7901010012
ITM0002225 | 1*70 mm2 BMY Cable | 1*70 MM2 BMY CABLE | MTR. | 0 | [5 empty] | 0507150006
ITM0002226 | 1*50mm2 BYM Cable | 1*50MM2 BYM CABLE | MTR. | 0 | [5 empty] | 0507150007
ITM0002227 | 1*10 mm2 BYM Cable | 1*10 MM2 BYM CABLE | MTR. | 0 | [5 empty] | 0507150008
ITM0002228 | 1* 6mm2 BYM | 1* 6MM2 BYM | MTR. | 0 | [5 empty] | 0507150009
ITM0002229 | Electrical Switch | ELECTRICAL SWITCH | NUMBER | 0 | [5 empty] | 2301150030
ITM0002230 | Emergency Light | EMERGENCY LIGHT | NUMBER | 0 | [5 empty] | 2501030003
ITM0002231 | Busway (250A) | BUSWAY (250A) | MTR. | 0 | [5 empty] | 0505990002
ITM0002232 | End Feed Unit / End Cable Tap Box | END FEED UNIT / END CABLE TAP BOX | NUMBER | 0 | [5 empty] | 0509050001
ITM0002233 | Electrical Busway System Hanger (Horizontal) | ELECTRICAL BUSWAY SYSTEM HANGER (HORIZONTAL) | NUMBER | 0 | [5 empty] | 0515990021
ITM0002234 | Z-L Bracket | Z-L BRACKET | NUMBER | 0 | [5 empty] | 6910990002
ITM0002235 | Access Control Push Button | ACCESS CONTROL PUSH BUTTON | NUMBER | 0 | [5 empty] | 6910990003
ITM0002236 | Access Control Card | ACCESS CONTROL CARD | NUMBER | 0 | [5 empty] | 6910990004
ITM0002237 | Cat 6 Cable in Box | CAT 6 CABLE IN BOX | BOX | 0 | [5 empty] | 2902010001
ITM0002238 | Patch Cord (5 Meter) | PATCH CORD (5 METER) | NUMBER | 0 | [5 empty] | 2902020001
ITM0002239 | Battery (AAA) | BATTERY (AAA) | NUMBER | 0 | [5 empty] | 4101030002
ITM0002240 | Clutch Fluid | CLUTCH FLUID | CAN | 0 | [5 empty] | 3301990003
ITM0002241 | Release Bearing | RELEASE BEARING | PIECE | 0 | [5 empty] | 3301030021
ITM0002242 | Gear Oil | GEAR OIL | LITER | 0 | [5 empty] | 3501130001
ITM0002243 | Kerosine | KEROSINE | LITER | 0 | [5 empty] | 3501050001
ITM0002244 | Oil Filter | OIL FILTER | PIECE | 0 | [5 empty] | 3301310001
ITM0002245 | Piston with Pin | PISTON WITH PIN | SET | 0 | [5 empty] | 3301270001
ITM0002246 | Cylinder Liner | CYLINDER LINER | SET | 0 | [5 empty] | 3301270002
ITM0002247 | Piston Ring | PISTON RING | SET | 0 | [5 empty] | 3301990004
ITM0002248 | Main & Big End Bearing | MAIN & BIG END BEARING | SET | 0 | [5 empty] | 3301990005
ITM0002249 | Engine Valve | ENGINE VALVE | SET | 0 | [5 empty] | 3301030022
ITM0002250 | Valve Seat | VALVE SEAT | SET | 0 | [5 empty] | 3301030023
ITM0002251 | Valve Guide | VALVE GUIDE | SET | 0 | [5 empty] | 3301030024
ITM0002252 | Engine Over Houling Kit | ENGINE OVER HOULING KIT | SET | 0 | [5 empty] | 3301030025
ITM0002253 | Poter Head | POTER HEAD | PIECE | 0 | [5 empty] | 3301030026
ITM0002254 | Nozzle | NOZZLE | SET | 0 | [5 empty] | 3301030027
ITM0002255 | Pump Kit | PUMP KIT | SET | 0 | [5 empty] | 3301030028
ITM0002256 | Delivery Valve | DELIVERY VALVE | SET | 0 | [5 empty] | 3301030029
ITM0002257 | Cam Disc | CAM DISC | SET | 0 | [5 empty] | 3301030030
ITM0002258 | Shaft Seal | SHAFT SEAL | PIECE | 0 | [5 empty] | 3301030031
ITM0002259 | Liquid Paste | LIQUID PASTE | CAN | 0 | [5 empty] | 3301030032
ITM0002260 | R/H Fr. Indicator Light | R/H FR. INDICATOR LIGHT | PIECE | 0 | [5 empty] | 3301030033
ITM0002261 | R/H Back Light | R/H BACK LIGHT | PIECE | 0 | [5 empty] | 3301030034
ITM0002262 | Seat Cosion | SEAT COSION | PIECE | 0 | [5 empty] | 3301990006
ITM0002263 | Rotating Light | ROTATING LIGHT | NUMBER | 0 | [5 empty] | 2503990012
ITM0002264 | AC Shut Off Device | AC SHUT OFF DEVICE | NUMBER | 0 | [5 empty] | 2701990002
ITM0002265 | Flashing Light | FLASHING LIGHT | NUMBER | 0 | [5 empty] | 2501030005
ITM0002266 | Alarm Bell | ALARM BELL | NUMBER | 0 | [5 empty] | 6999990002
ITM0002267 | Alarm Activation Call Point | ALARM ACTIVATION CALL POINT | NUMBER | 0 | [5 empty] | 5501990004
ITM0002268 | Stapler Pin | STAPLER PIN | BOX | 0 | [5 empty] | 3701090024
ITM0002269 | Khaki Envelopes | KHAKI ENVELOPES | NUMBER | 0 | [5 empty] | 3701070003
ITM0002270 | Register-40Size | REGISTER-40SIZE | EACH | 0 | [5 empty] | 3701130013
ITM0002271 | Binding Thread | BINDING THREAD | ROLL | 0 | [5 empty] | 3701090025
ITM0002272 | Clutch Cable | CLUTCH CABLE | SET | 0 | [5 empty] | 3301030017
ITM0002273 | Shock Absorber Front | SHOCK ABSORBER FRONT | SET | 0 | [5 empty] | 3301170002
ITM0002274 | Steering Box | STEERING BOX | SET | 0 | [5 empty] | 3301030018
ITM0002275 | Hanger Bush (Small) | HANGER BUSH (SMALL) | SET | 0 | [5 empty] | 3301030019
ITM0002276 | Hanger Bush (Large) | HANGER BUSH (LARGE) | SET | 0 | [5 empty] | 3301030020
ITM0002277 | Wrench Box | WRENCH BOX | NUMBER | 0 | [5 empty] | 0705990020
ITM0002278 | Stop Watch | STOP WATCH | NUMBER | 0 | [5 empty] | 3701990042
ITM0002279 | Low Voltage Tester | LOW VOLTAGE TESTER | NUMBER | 0 | [5 empty] | 2101010053
ITM0002280 | Chinese Axe | CHINESE AXE | NUMBER | 0 | [5 empty] | 0705070028
ITM0002281 | Cotton Tape | COTTON TAPE | ROLL | 0 | [5 empty] | 4799990005
ITM0002282 | Cork sheet 1/11, 36x4mm | CORK SHEET 1/11, 36X4MM | NUMBER | 0 | [5 empty] | 7899990003
ITM0002283 | Cork sheet 1/11, 36x22mm | CORK SHEET 1/11, 36X22MM | NUMBER | 0 | [5 empty] | 7899990004
ITM0002284 | Press Board (1.0mm) | PRESS BOARD (1.0MM) | NUMBER | 0 | [5 empty] | 7699990005
ITM0002285 | Press Board (1.5mm) | PRESS BOARD (1.5MM) | NUMBER | 0 | [5 empty] | 7699990006
ITM0002286 | Transformer Oil (Scrap) | TRANSFORMER OIL (SCRAP) | BARREL | 0 | [5 empty] | 3501030005
ITM0002287 | Transformer Oil (Refined) | TRANSFORMER OIL (REFINED) | BARREL | 0 | [5 empty] | 3501030006
ITM0002288 | Oil level indicator (fiber glass) | OIL LEVEL INDICATOR (FIBER GLASS) | NUMBER | 0 | [5 empty] | 7699990010
ITM0002289 | H.T Bushing Cap | H.T BUSHING CAP | NUMBER | 0 | [5 empty] | 7499990013
ITM0002290 | L.T Bushing Cap | L.T BUSHING CAP | NUMBER | 0 | [5 empty] | 7499990014
ITM0002291 | Conservator Tank Safety Cap | CONSERVATOR TANK SAFETY CAP | NUMBER | 0 | [5 empty] | 7499990015
ITM0002292 | Tank Cover Inner side clamp | TANK COVER INNER SIDE CLAMP | NUMBER | 0 | [5 empty] | 7699990014
ITM0002293 | Paper Button | PAPER BUTTON | NUMBER | 0 | [5 empty] | 7699990015
ITM0002294 | Sub Distribution Box (SDB) | SUB DISTRIBUTION BOX (SDB) | NUMBER | 0 | [5 empty] | 1105130001
ITM0002295 | Manual Transfer Switch | MANUAL TRANSFER SWITCH | NUMBER | 0 | [5 empty] | 2301150029
ITM0002296 | 1*1.5 mm2 NYY Cable | 1*1.5 MM2 NYY CABLE | MTR. | 0 | [5 empty] | 0507050031
ITM0002297 | Circuit Breaker MCCB 400 Amp | CIRCUIT BREAKER MCCB 400 AMP | NUMBER | 0 | [5 empty] | 2301010008
ITM0002298 | Circuit Breaker MCCB 300 Amp | CIRCUIT BREAKER MCCB 300 AMP | NUMBER | 0 | [5 empty] | 2301010009
ITM0002299 | Circuit Breaker MCCB 150 Amp | CIRCUIT BREAKER MCCB 150 AMP | NUMBER | 0 | [5 empty] | 2301010010
ITM0002300 | Circuit Breaker MCCB 100 Amp | CIRCUIT BREAKER MCCB 100 AMP | NUMBER | 0 | [5 empty] | 2301010011
ITM0002301 | Circuit Breaker MCCB 63 Amp | CIRCUIT BREAKER MCCB 63 AMP | NUMBER | 0 | [5 empty] | 2301010012
ITM0002302 | Circuit Breaker MCB 32 Amp (DP) | CIRCUIT BREAKER MCB 32 AMP (DP) | NUMBER | 0 | [5 empty] | 2301010013
ITM0002303 | Circuit Breaker MCB 32 Amp (TP) | CIRCUIT BREAKER MCB 32 AMP (TP) | NUMBER | 0 | [5 empty] | 2301010014
ITM0002304 | Circuit Breaker MCB 25 Amp (SP) | CIRCUIT BREAKER MCB 25 AMP (SP) | NUMBER | 0 | [5 empty] | 2301010015
ITM0002305 | Circuit Breaker MCB 16 Amp (SP) | CIRCUIT BREAKER MCB 16 AMP (SP) | NUMBER | 0 | [5 empty] | 2301010016
ITM0002306 | Circuit Breaker MCB 10 Amp (SP) | CIRCUIT BREAKER MCB 10 AMP (SP) | NUMBER | 0 | [5 empty] | 2301010017
ITM0002307 | PoE Switch | POE SWITCH | NUMBER | 0 | [5 empty] | 7901030008
ITM0002308 | Access Control Device with Card, finger print and password | ACCESS CONTROL DEVICE WITH CARD, FINGER PRINT AND PASSWORD | NUMBER | 0 | [5 empty] | 6910010001
ITM0002309 | Electromagnetic Lock | ELECTROMAGNETIC LOCK | NUMBER | 0 | [5 empty] | 6910020001
ITM0002310 | U Bracket | U BRACKET | NUMBER | 0 | [5 empty] | 6910990001
ITM0002311 | EMS Enterprise Server | EMS ENTERPRISE SERVER | NUMBER | 0 | [5 empty] | 5501990005
ITM0002312 | Temperature and Humidity Sensor | TEMPERATURE AND HUMIDITY SENSOR | NUMBER | 0 | [5 empty] | 6212990001
ITM0002313 | Smoke Detector | SMOKE DETECTOR | NUMBER | 0 | [5 empty] | 6212020001
ITM0002314 | Liquid Detection Sensor | LIQUID DETECTION SENSOR | NUMBER | 0 | [5 empty] | 6212990003
ITM0002315 | GSM Modem | GSM MODEM | NUMBER | 0 | [5 empty] | 2901990006
ITM0002316 | Very Early Smoke Detection Apparatus (VESDA) | VERY EARLY SMOKE DETECTION APPARATUS (VESDA) | NUMBER | 0 | [5 empty] | 6299990001
ITM0002317 | Fixed Dome Network Camera | FIXED DOME NETWORK CAMERA | NUMBER | 0 | [5 empty] | 6901030002
ITM0002318 | Access Control Software | ACCESS CONTROL SOFTWARE | NUMBER | 0 | [5 empty] | 7903030007
ITM0002319 | Four Post Open Network Rack (42U) | FOUR POST OPEN NETWORK RACK (42U) | NUMBER | 0 | [5 empty] | 7901030010
ITM0002320 | Wire Mesh Cable Tray | WIRE MESH CABLE TRAY | FEET | 0 | [5 empty] | 2901040001
ITM0002321 | Fiber Cable Runner System | FIBER CABLE RUNNER SYSTEM | FEET | 0 | [5 empty] | 2901040002
ITM0002322 | Fiber Patch Cord 10 Meter | FIBER PATCH CORD 10 METER | NUMBER | 0 | [5 empty] | 2902020002
ITM0002323 | Fiber Patch Cord 15 Meter | FIBER PATCH CORD 15 METER | NUMBER | 0 | [5 empty] | 2902020003
ITM0002324 | Bed | BED | NUMBER | 0 | [5 empty] | 3701010007
ITM0002325 | Cabinet | CABINET | NUMBER | 0 | [5 empty] | 3701010008
ITM0002326 | Car Tyre | CAR TYRE | NUMBER | 0 | [5 empty] | 3301010002
ITM0002327 | Wall Clock | WALL CLOCK | NUMBER | 0 | [5 empty] | 3701990045
ITM0002328 | Shutdown Plate | SHUTDOWN PLATE | EACH | 0 | [5 empty] | 5504010003
ITM0002329 | Out of Service Plate | OUT OF SERVICE PLATE | EACH | 0 | [5 empty] | 5504010004
ITM0002330 | ATS-Channel Component | ATS-CHANNEL COMPONENT | NUMBER | 0 | [5 empty] | 2301990019
ITM0002331 | Bushing 1250A VHA36 W/O Slip On CT-Bottom for Cable Support Bushing-1250Amp | BUSHING 1250A VHA36 W/O SLIP ON CT-BOTTOM FOR CABLE SUPPORT BUSHING-1250AMP | NUMBER | 0 |  |  |  | 33 KV-BREAKERS |  | 4405020141
ITM0002332 | Contact Bolt-36KV Bushing (45dia)-Male Contact for Cable Support Bushing-1250Amp | CONTACT BOLT-36KV BUSHING (45DIA)-MALE CONTACT FOR CABLE SUPPORT BUSHING-1250AMP | NUMBER | 0 |  |  |  | 33 KV-BREAKERS |  | 4405020142
ITM0002333 | Bushing-R 36KV VHA CUB(1250A)-Top for Busbar Support Bushing-1250Amp | BUSHING-R 36KV VHA CUB(1250A)-TOP FOR BUSBAR SUPPORT BUSHING-1250AMP | NUMBER | 0 |  |  |  | 33 KV-BREAKERS |  | 4405020143
ITM0002334 | Nylon rope 1" | NYLON ROPE 1" | MTR. | 0 | [5 empty] | 3901990003
ITM0002335 | Nylon Rope 3/4" | NYLON ROPE 3/4" | MTR. | 0 | [5 empty] | 3901990004
ITM0002336 | Manila Rope | MANILA ROPE | MTR. | 0 | [5 empty] | 3901990005
ITM0002337 | Batten Holder | BATTEN HOLDER | NUMBER | 0 | [5 empty] | 2501990001
ITM0002338 | Anti-Cutter | ANTI-CUTTER | NUMBER | 0 | [5 empty] | 3701090023
ITM0002339 | Store Ledger Book | STORE LEDGER BOOK | NUMBER | 0 | [5 empty] | 3701130014
ITM0002340 | Shackle Pin | SHACKLE PIN | NUMBER | 0 | [5 empty] | 0511110001
ITM0002341 | Cable Socket 95mm2 | CABLE SOCKET 95MM2 | NUMBER | 0 | [5 empty] | 0509010087
ITM0002342 | Copper Socket 120mm2 | COPPER SOCKET 120MM2 | NUMBER | 0 | [5 empty] | 0509010088
ITM0002343 | Paper Seal Book | PAPER SEAL BOOK | NUMBER | 0 | [5 empty] | 3701990043
ITM0002344 | HT TUBE | HT TUBE | NUMBER | 0 | [5 empty] | 7499990001
ITM0002345 | Rubberized Gasket(H.T) | RUBBERIZED GASKET(H.T) | NUMBER | 0 | [5 empty] | 7499990002
ITM0002346 | Rubberized Gasket(L.T) | RUBBERIZED GASKET(L.T) | NUMBER | 0 | [5 empty] | 7499990003
ITM0002347 | Bushing Insulator (L T) | BUSHING INSULATOR (L T) | NUMBER | 0 | [5 empty] | 7499990008
ITM0002348 | HT NUT | HT NUT | NUMBER | 0 | [5 empty] | 7499990009
ITM0002349 | Socket(L.T) | SOCKET(L.T) | NUMBER | 0 | [5 empty] | 7499990011
ITM0002350 | Nuts (Cu) | NUTS (CU) | NUMBER | 0 | [5 empty] | 4703010001
ITM0002351 | Earthing Material (Wire,Pipe,nut with clamp) | EARTHING MATERIAL (WIRE,PIPE,NUT WITH CLAMP) | SET | 0 | [5 empty] | 0503990003
ITM0002352 | L.T. spindle (size 265 mm × 20 mm) | L.T. SPINDLE (SIZE 265 MM × 20 MM) | NUMBER | 0 | [5 empty] | 7699990017
ITM0002353 | SAN Storage Disk Shelf | SAN STORAGE DISK SHELF | NUMBER | 0 | [5 empty] | 7901010009
ITM0002354 | Ladder for Power Connectivity | LADDER FOR POWER CONNECTIVITY | FEET | 0 | [5 empty] | 0705190002
ITM0002355 | Steel Stair (Civil works) | STEEL STAIR (CIVIL WORKS) | NUMBER | 0 | [5 empty] | 0705190003
ITM0002356 | Online UPS (Double Conversion) | ONLINE UPS (DOUBLE CONVERSION) | NUMBER | 0 | [5 empty] | 2701110055
ITM0002357 | Main Distribution Box (MDB) | MAIN DISTRIBUTION BOX (MDB) | NUMBER | 0 | [5 empty] | 1105130002
ITM0002358 | 1 * 95 mm2 NYY Cable | 1 * 95 MM2 NYY CABLE | MTR. | 0 | [5 empty] | 0507050026
ITM0002359 | Tap-off Unit | TAP-OFF UNIT | NUMBER | 0 | [5 empty] | 2301010018
ITM0002360 | Surge Protection Devices (SPD) | SURGE PROTECTION DEVICES (SPD) | NUMBER | 0 | [5 empty] | 5503010001
ITM0002361 | Early Streamer Emitter ( Lighting Arrester ) | EARLY STREAMER EMITTER ( LIGHTING ARRESTER ) | SET | 0 | [5 empty] | 2305090008
ITM0002362 | Automatic Transfer Switch (ATS) | AUTOMATIC TRANSFER SWITCH (ATS) | NUMBER | 0 | [5 empty] | 2301150031
ITM0002363 | Mechanical Actuator | MECHANICAL ACTUATOR | NUMBER | 0 | [5 empty] | 5501080001
ITM0002364 | Nozzle (1 inch) | NOZZLE (1 INCH) | NUMBER | 0 | [5 empty] | 5501080002
ITM0002365 | Nozzle (1.5 inch) | NOZZLE (1.5 INCH) | NUMBER | 0 | [5 empty] | 5501080003
ITM0002366 | Discharge Pressure Switch | DISCHARGE PRESSURE SWITCH | NUMBER | 0 | [5 empty] | 5501050004
ITM0002367 | Flexible Hose Pipe ( 1 inch * 25 inch) | FLEXIBLE HOSE PIPE ( 1 INCH * 25 INCH) | NUMBER | 0 | [5 empty] | 5501060001
ITM0002368 | Flexible Hose Pipe ( 1.25 inch * 30 inch) | FLEXIBLE HOSE PIPE ( 1.25 INCH * 30 INCH) | NUMBER | 0 | [5 empty] | 5501060002
ITM0002369 | Transducer | TRANSDUCER | NUMBER | 0 | [5 empty] | 6214990001
ITM0002370 | Rodent System | RODENT SYSTEM | NUMBER | 0 | [5 empty] | 6911010001
ITM0002371 | Wire Bundle 2*0.4 rm | WIRE BUNDLE 2*0.4 RM | COIL | 0 | [5 empty] | 0507150010
ITM0002372 | Clutch Plate | CLUTCH PLATE | NUMBER | 0 | [5 empty] | 3301350001
ITM0002373 | Pressure Plate | PRESSURE PLATE | NUMBER | 0 | [5 empty] | 3301350002
ITM0002374 | Clutch sleeve cylinder kit | CLUTCH SLEEVE CYLINDER KIT | SET | 0 | [5 empty] | 3301350003
ITM0002375 | Addressable Detection Control Panel | ADDRESSABLE DETECTION CONTROL PANEL | NUMBER | 0 | [5 empty] | 6299990002
ITM0002376 | Modified Sync Panel with 02 Nos. 160A TP Magnetic Contractor with related accessories | MODIFIED SYNC PANEL WITH 02 NOS. 160A TP MAGNETIC CONTRACTOR WITH RELATED ACCESSORIES | PIECE | 0 | [5 empty] | 5807010001
ITM0002377 | Modified ATS Panel with 02 Nos. 500A TP Magnetic Contractor with related accessories | MODIFIED ATS PANEL WITH 02 NOS. 500A TP MAGNETIC CONTRACTOR WITH RELATED ACCESSORIES | PIECE | 0 | [5 empty] | 5807020001
ITM0002378 | Net Energy Meter (Bi-Directional), 110 V, 5-Amps, 3-Phase, 4-Wire, 3-Element | NET ENERGY METER (BI-DIRECTIONAL), 110 V, 5-AMPS, 3-PHASE, 4-WIRE, 3-ELEMENT | NUMBER | 0 |  |  |  | ENERGY METERS |  | 2109030034
ITM0002379 | 36KV Circuit Breaker 1250Amp HPA 36/2031C for 33KV SF6 HPA36 Switchgear | 36KV CIRCUIT BREAKER 1250AMP HPA 36/2031C FOR 33KV SF6 HPA36 SWITCHGEAR | NUMBER | 0 |  |  |  | 33 KV-BREAKERS |  | 4405020140
ITM0002380 | Bushing-B 36KV VHA CUB(2000A)-Top for Busbar Support Bushing-2000Amp | BUSHING-B 36KV VHA CUB(2000A)-TOP FOR BUSBAR SUPPORT BUSHING-2000AMP | NUMBER | 0 |  |  |  | 33 KV-BREAKERS |  | 4405020148
ITM0002381 | Contact Bolt-36KV Bushing (70dia)-Male Contact for Busbar Support Bushing-2000Amp | CONTACT BOLT-36KV BUSHING (70DIA)-MALE CONTACT FOR BUSBAR SUPPORT BUSHING-2000AMP | NUMBER | 0 |  |  |  | 33 KV-BREAKERS |  | 4405020153
ITM0002382 | Bushing-Y 36KV VHA CUB(2000A)-Top for Busbar Support Bushing-2000Amp | BUSHING-Y 36KV VHA CUB(2000A)-TOP FOR BUSBAR SUPPORT BUSHING-2000AMP | NUMBER | 0 |  |  |  | 33 KV-BREAKERS |  | 4405020147
ITM0002383 | HPA 36 Complete Pole-2000A Pressure Switch | HPA 36 COMPLETE POLE-2000A PRESSURE SWITCH | NUMBER | 0 |  |  |  | 33 KV-BREAKERS |  | 4405020150
ITM0002384 | SPAJ 140C Feeder Protection Relay | SPAJ 140C FEEDER PROTECTION RELAY | NUMBER | 0 |  |  |  | 33 KV-BREAKERS |  | 4405020152
ITM0002385 | Contact Bolt-36KV Bushing (45dia)-Male Contact for Busbar Support Bushing-1250Amp | CONTACT BOLT-36KV BUSHING (45DIA)-MALE CONTACT FOR BUSBAR SUPPORT BUSHING-1250AMP | NUMBER | 0 |  |  |  | 33 KV-BREAKERS |  | 4405020154
ITM0002386 | 1250A Eclipse Circuit Breaker for Bus Section Panels | 1250A ECLIPSE CIRCUIT BREAKER FOR BUS SECTION PANELS | NUMBER | 0 |  |  |  | 11 KV-BREAKERS |  | 4401020095
ITM0002387 | 1250A Eclipse Circuit Breaker for Feeder Panels | 1250A ECLIPSE CIRCUIT BREAKER FOR FEEDER PANELS | NUMBER | 0 |  |  |  | 11 KV-BREAKERS |  | 4401020096
ITM0002388 | High Voltage Test Set (DC-260kV, AC-190kV) | HIGH VOLTAGE TEST SET (DC-260KV, AC-190KV) | SET | 0 | [5 empty] | 2101010055
ITM0002389 | Universal Relay Test Set | UNIVERSAL RELAY TEST SET | SET | 0 | [5 empty] | 2101010056
ITM0002390 | 11 kV PT Fuse (1 set = 3 nos) | 11 KV PT FUSE (1 SET = 3 NOS) | SET | 0 |  |  |  | TRANSFORMERS , REGUL |  | 1103050025
ITM0002391 | Barcode Scanner | BARCODE SCANNER | NUMBER | 0 | [5 empty] | 2701110056
ITM0002392 | Screw driver 6” Flat | SCREW DRIVER 6” FLAT | NUMBER | 0 | [5 empty] | 0705070032
ITM0002393 | Four Level Security Paper Seal (Green) | FOUR LEVEL SECURITY PAPER SEAL (GREEN) | NUMBER | 0 | [5 empty] | 2109990038
ITM0002394 | Hammer 1 lbs | HAMMER 1 LBS | NUMBER | 0 | [5 empty] | 0705010010
ITM0002395 | Pipe wrench 18" | PIPE WRENCH 18" | NUMBER | 0 | [5 empty] | 0705070033
ITM0002396 | Vacuum Circuit Breaker of Siemens - 12kV, 31.5kA, 2500A | VACUUM CIRCUIT BREAKER OF SIEMENS - 12KV, 31.5KA, 2500A | SET | 0 |  |  |  | 11 KV-BREAKERS |  | 4401020097
ITM0002397 | Vacuum Circuit Breaker of Siemens - 12kV, 25kA, 800A | VACUUM CIRCUIT BREAKER OF SIEMENS - 12KV, 25KA, 800A | SET | 0 |  |  |  | 11 KV-BREAKERS |  | 4401020098
ITM0002398 | Precision Clamp-On Meter (20A-200A) | PRECISION CLAMP-ON METER (20A-200A) | NUMBER | 0 | [5 empty] | 2101070009
ITM0002399 | Oil Dissolved Analyzer (DGA) | OIL DISSOLVED ANALYZER (DGA) | SET | 0 | [5 empty] | 2101010058
ITM0002400 | Oil Dielectric Test Set | OIL DIELECTRIC TEST SET | SET | 0 | [5 empty] | 2101010059
ITM0002401 | Gas Recovery & Refilling Plant | GAS RECOVERY & REFILLING PLANT | SET | 0 | [5 empty] | 4405020155
ITM0002402 | Power Transformer Test Set | POWER TRANSFORMER TEST SET | SET | 0 | [5 empty] | 2101010060
ITM0002403 | Contact Resistance Measurement Set | CONTACT RESISTANCE MEASUREMENT SET | SET | 0 | [5 empty] | 2101010061
ITM0002404 | 132kV Test Plug for GIS | 132KV TEST PLUG FOR GIS | SET | 0 | [5 empty] | 4499020002
ITM0002405 | 33 KV Post Insulator | 33 KV POST INSULATOR | NUMBER | 0 |  |  |  | ELECTRICAL INSULATIO |  | 0511090004
Note on A3: Code20
Note on B3: Text100
Note on C3: Code100
Note on D3: Code10
Note on E3: Decimal
Note on F3: Code20
Note on G3: Code20
Note on H3: Code20
Note on I3: Code20
Note on J3: Code20
Note on K3: Text50

## 225MW CCPP Store
No. | Description | Search Description | Base Unit of Measure | Unit Cost | VAT Bus. Posting Gr. (Price) | Gen. Prod. Posting Group | VAT Prod. Posting Group | Item Category Code | Tax Prod. Posting Group | Item Code
ITM0000001
ITM0000002
ITM0000003
ITM0000004
ITM0000005
ITM0000006
ITM0000007
ITM0000008
ITM0000009
ITM0000010
ITM0000011
ITM0000012
ITM0000013
ITM0000014
ITM0000015
ITM0000016
ITM0000017
ITM0000018
ITM0000019
ITM0000020
ITM0000021
ITM0000022
ITM0000023
ITM0000024
ITM0000025
ITM0000026
ITM0000027
ITM0000028
ITM0000029
ITM0000030
ITM0000031
ITM0000032
ITM0000033
ITM0000034
ITM0000035
ITM0000036
ITM0000037
ITM0000038
ITM0000039
ITM0000040
ITM0000041
ITM0000042
ITM0000043
ITM0000044
ITM0000045
ITM0000046
ITM0000047
ITM0000048
ITM0000049
ITM0000050
ITM0000051
ITM0000052
ITM0000053
ITM0000054
ITM0000055
ITM0000056
ITM0000057
ITM0000058
ITM0000059
ITM0000060
ITM0000061
ITM0000062
ITM0000063
ITM0000064
ITM0000065
ITM0000066
ITM0000067
ITM0000068
ITM0000069
ITM0000070
ITM0000071
ITM0000072
ITM0000073
ITM0000074
ITM0000075
ITM0000076
ITM0000077
ITM0000078
ITM0000079
ITM0000080
ITM0000081
ITM0000082
ITM0000083
ITM0000084
ITM0000085
ITM0000086
ITM0000087
ITM0000088
ITM0000089
ITM0000090
ITM0000091
ITM0000092
ITM0000093
ITM0000094
ITM0000095
ITM0000096
ITM0000097
ITM0000098
ITM0000099
ITM0000100
ITM0000101
ITM0000102
ITM0000103
ITM0000104
ITM0000105
ITM0000106
ITM0000107
ITM0000108
ITM0000109
ITM0000110
ITM0000111
ITM0000112
ITM0000113
ITM0000114
ITM0000115
ITM0000116
ITM0000117
ITM0000118
ITM0000119
ITM0000120
ITM0000121
ITM0000122
ITM0000123
ITM0000124
ITM0000125
ITM0000126
ITM0000127
ITM0000128
ITM0000129
ITM0000130
ITM0000131
ITM0000132
ITM0000133
ITM0000134
ITM0000135
ITM0000136
ITM0000137
ITM0000138
ITM0000139
ITM0000140
ITM0000141
ITM0000142
ITM0000143
ITM0000144
ITM0000145
ITM0000146
ITM0000147
ITM0000148
ITM0000149
ITM0000150
ITM0000151
ITM0000152
ITM0000153
ITM0000154
ITM0000155
ITM0000156
ITM0000157
ITM0000158
ITM0000159
ITM0000160
ITM0000161
ITM0000162
ITM0000163
ITM0000164
ITM0000165
ITM0000166
ITM0000167
ITM0000168
ITM0000169
ITM0000170
ITM0000171
ITM0000172
ITM0000173
ITM0000174
ITM0000175
ITM0000176
ITM0000177
ITM0000178
ITM0000179
ITM0000180
ITM0000181
ITM0000182
ITM0000183
ITM0000184
ITM0000185
ITM0000186
ITM0000187
ITM0000188
ITM0000189
ITM0000190
ITM0000191
ITM0000192
ITM0000193
ITM0000194
ITM0000195
ITM0000196
ITM0000197
ITM0000198
ITM0000199
ITM0000200
ITM0000201
ITM0000202
ITM0000203
ITM0000204
ITM0000205
ITM0000206
ITM0000207
ITM0000208
ITM0000209
ITM0000210
ITM0000211
ITM0000212
ITM0000213
ITM0000214
ITM0000215
ITM0000216
ITM0000217
ITM0000218
ITM0000219
ITM0000220
ITM0000221
ITM0000222
ITM0000223
ITM0000224
ITM0000225
ITM0000226
ITM0000227
ITM0000228
ITM0000229
ITM0000230
ITM0000231
ITM0000232
ITM0000233
ITM0000234
ITM0000235
ITM0000236
ITM0000237
ITM0000238
ITM0000239
ITM0000240
ITM0000241
ITM0000242
ITM0000243
ITM0000244
ITM0000245
ITM0000246
ITM0000247
ITM0000248
ITM0000249
ITM0000250
ITM0000251
ITM0000252
ITM0000253
ITM0000254
ITM0000255
ITM0000256
ITM0000257
ITM0000258
ITM0000259
ITM0000260
ITM0000261
ITM0000262
ITM0000263
ITM0000264
ITM0000265
ITM0000266
ITM0000267
ITM0000268
ITM0000269
ITM0000270
ITM0000271
ITM0000272
ITM0000273
ITM0000274
ITM0000275
ITM0000276
ITM0000277
ITM0000278
ITM0000279
ITM0000280
ITM0000281
ITM0000282
ITM0000283
ITM0000284
ITM0000285
ITM0000286
ITM0000287
ITM0000288
ITM0000289
ITM0000290
ITM0000291
ITM0000292
ITM0000293
ITM0000294
ITM0000295
ITM0000296
ITM0000297
ITM0000298
ITM0000299
ITM0000300
ITM0000301
ITM0000302
ITM0000303
ITM0000304
ITM0000305
ITM0000306
ITM0000307
ITM0000308
ITM0000309
ITM0000310
ITM0000311
ITM0000312
ITM0000313
ITM0000314
ITM0000315
ITM0000316
ITM0000317
ITM0000318
ITM0000319
ITM0000320
ITM0000321
ITM0000322
ITM0000323
ITM0000324
ITM0000325
ITM0000326
ITM0000327
ITM0000328
ITM0000329
ITM0000330
ITM0000331
ITM0000332
ITM0000333
ITM0000334
ITM0000335
ITM0000336
ITM0000337
ITM0000338
ITM0000339
ITM0000340
ITM0000341
ITM0000342
ITM0000343
ITM0000344
ITM0000345
ITM0000346
ITM0000347
ITM0000348
ITM0000349
ITM0000350
ITM0000351
ITM0000352
ITM0000353
ITM0000354
ITM0000355
ITM0000356
ITM0000357
ITM0000358
ITM0000359
ITM0000360
ITM0000361
ITM0000362
ITM0000363
ITM0000364
ITM0000365
ITM0000366
ITM0000367
ITM0000368
ITM0000369
ITM0000370
ITM0000371
ITM0000372
ITM0000373
ITM0000374
ITM0000375
ITM0000376
ITM0000377
ITM0000378
ITM0000379
ITM0000380
ITM0000381
ITM0000382
ITM0000383
ITM0000384
ITM0000385
ITM0000386
ITM0000387
ITM0000388
ITM0000389
ITM0000390
ITM0000391
ITM0000392
ITM0000393
ITM0000394
ITM0000395
ITM0000396
ITM0000397
ITM0000398
ITM0000399
ITM0000400
ITM0000401
ITM0000402
ITM0000403
ITM0000404
ITM0000405
ITM0000406
ITM0000407
ITM0000408
ITM0000409
ITM0000410
ITM0000411
ITM0000412
ITM0000413
ITM0000414
ITM0000415
ITM0000416
ITM0000417
ITM0000418
ITM0000419
ITM0000420
ITM0000421
ITM0000422
ITM0000423
ITM0000424
ITM0000425
ITM0000426
ITM0000427
ITM0000428
ITM0000429
ITM0000430
ITM0000431
ITM0000432
ITM0000433
ITM0000434
ITM0000435
ITM0000436
ITM0000437
ITM0000438
ITM0000439
ITM0000440
ITM0000441
ITM0000442
ITM0000443
ITM0000444
ITM0000445
ITM0000446
ITM0000447
ITM0000448
ITM0000449
ITM0000450
ITM0000451
ITM0000452
ITM0000453
ITM0000454
ITM0000455
ITM0000456
ITM0000457
ITM0000458
ITM0000459
ITM0000460
ITM0000461
ITM0000462
ITM0000463
ITM0000464
ITM0000465
ITM0000466
ITM0000467
ITM0000468
ITM0000469
ITM0000470
ITM0000471
ITM0000472
ITM0000473
ITM0000474
ITM0000475
ITM0000476
ITM0000477
ITM0000478
ITM0000479
ITM0000480
ITM0000481
ITM0000482
ITM0000483
ITM0000484
ITM0000485
ITM0000486
ITM0000487
ITM0000488
ITM0000489
ITM0000490
ITM0000491
ITM0000492
ITM0000493
ITM0000494
ITM0000495
ITM0000496
ITM0000497
ITM0000498
ITM0000499
ITM0000500
ITM0000501
ITM0000502
ITM0000503
ITM0000504
ITM0000505
ITM0000506
ITM0000507
ITM0000508
ITM0000509
ITM0000510
ITM0000511
ITM0000512
ITM0000513
ITM0000514
ITM0000515
ITM0000516
ITM0000517
ITM0000518
ITM0000519
ITM0000520
ITM0000521
ITM0000522
ITM0000523
ITM0000524
ITM0000525
ITM0000526
ITM0000527
ITM0000528
ITM0000529
ITM0000530
ITM0000531
ITM0000532
ITM0000533
ITM0000534
ITM0000535
ITM0000536
ITM0000537
ITM0000538
ITM0000539
ITM0000540
ITM0000541
ITM0000542
ITM0000543
ITM0000544
ITM0000545
ITM0000546
ITM0000547
ITM0000548
ITM0000549
ITM0000550
ITM0000551
ITM0000552
ITM0000553
ITM0000554
ITM0000555
ITM0000556
ITM0000557
ITM0000558
ITM0000559
ITM0000560
ITM0000561
ITM0000562
ITM0000563
ITM0000564
ITM0000565
ITM0000566
ITM0000567
ITM0000568
ITM0000569
ITM0000570
ITM0000571
ITM0000572
ITM0000573
ITM0000574
ITM0000575
ITM0000576
ITM0000577
ITM0000578
ITM0000579
ITM0000580
ITM0000581
ITM0000582
ITM0000583
ITM0000584
ITM0000585
ITM0000586
ITM0000587
ITM0000588
ITM0000589
ITM0000590
ITM0000591
ITM0000592
ITM0000593
ITM0000594
ITM0000595
ITM0000596
ITM0000597
ITM0000598
ITM0000599
ITM0000600
ITM0000601
ITM0000602
ITM0000603
ITM0000604
ITM0000605
ITM0000606
ITM0000607
ITM0000608
ITM0000609
ITM0000610
ITM0000611
ITM0000612
ITM0000613
ITM0000614
ITM0000615
ITM0000616
ITM0000617
ITM0000618
ITM0000619
ITM0000620
ITM0000621
ITM0000622
ITM0000623
ITM0000624
ITM0000625
ITM0000626
ITM0000627
ITM0000628
ITM0000629
ITM0000630
ITM0000631
ITM0000632
ITM0000633
ITM0000634
ITM0000635
ITM0000636
ITM0000637
ITM0000638
ITM0000639
ITM0000640
ITM0000641
ITM0000642
ITM0000643
ITM0000644
ITM0000645
ITM0000646
ITM0000647
ITM0000648
ITM0000649
ITM0000650
ITM0000651
ITM0000652
ITM0000653
ITM0000654
ITM0000655
ITM0000656
ITM0000657
ITM0000658
ITM0000659
ITM0000660
ITM0000661
ITM0000662
ITM0000663
ITM0000664
ITM0000665
ITM0000666
ITM0000667
ITM0000668
ITM0000669
ITM0000670
ITM0000671
ITM0000672
ITM0000673
ITM0000674
ITM0000675
ITM0000676
ITM0000677
ITM0000678
ITM0000679
ITM0000680
ITM0000681
ITM0000682
ITM0000683
ITM0000684
ITM0000685
ITM0000686
ITM0000687
ITM0000688
ITM0000689
ITM0000690
ITM0000691
ITM0000692
ITM0000693
ITM0000694
ITM0000695
ITM0000696
ITM0000697
ITM0000698
ITM0000699
ITM0000700
ITM0000701
ITM0000702
ITM0000703
ITM0000704
ITM0000705
ITM0000706
ITM0000707
ITM0000708
ITM0000709
ITM0000710
ITM0000711
ITM0000712
ITM0000713
ITM0000714
ITM0000715
ITM0000716
ITM0000717
ITM0000718
ITM0000719
ITM0000720
ITM0000721
ITM0000722
ITM0000723
ITM0000724
ITM0000725
ITM0000726
ITM0000727
ITM0000728
ITM0000729
ITM0000730
ITM0000731
ITM0000732
ITM0000733
ITM0000734
ITM0000735
ITM0000736
ITM0000737
ITM0000738
ITM0000739
ITM0000740
ITM0000741
ITM0000742
ITM0000743
ITM0000744
ITM0000745
ITM0000746
ITM0000747
ITM0000748
ITM0000749
ITM0000750
ITM0000751
ITM0000752
ITM0000753
ITM0000754
ITM0000755
ITM0000756
ITM0000757
ITM0000758
ITM0000759
ITM0000760
ITM0000761
ITM0000762
ITM0000763
ITM0000764
ITM0000765
ITM0000766
ITM0000767
ITM0000768
ITM0000769
ITM0000770
ITM0000771
ITM0000772
ITM0000773
ITM0000774
ITM0000775
ITM0000776
ITM0000777
ITM0000778
ITM0000779
ITM0000780
ITM0000781
ITM0000782
ITM0000783
ITM0000784
ITM0000785
ITM0000786
ITM0000787
ITM0000788
ITM0000789
ITM0000790
ITM0000791
ITM0000792
ITM0000793
ITM0000794
ITM0000795
ITM0000796
ITM0000797
ITM0000798
ITM0000799
ITM0000800
ITM0000801
ITM0000802
ITM0000803
ITM0000804
ITM0000805
ITM0000806
ITM0000807
ITM0000808
ITM0000809
ITM0000810
ITM0000811
ITM0000812
ITM0000813
ITM0000814
ITM0000815
ITM0000816
ITM0000817
ITM0000818
ITM0000819
ITM0000820
ITM0000821
ITM0000822
ITM0000823
ITM0000824
ITM0000825
ITM0000826
ITM0000827
ITM0000828
ITM0000829
ITM0000830
ITM0000831
ITM0000832
ITM0000833
ITM0000834
ITM0000835
ITM0000836
ITM0000837
ITM0000838
ITM0000839
ITM0000840
ITM0000841
ITM0000842
ITM0000843
ITM0000844
ITM0000845
ITM0000846
ITM0000847
ITM0000848
ITM0000849
ITM0000850
ITM0000851
ITM0000852
ITM0000853
ITM0000854
ITM0000855
ITM0000856
ITM0000857
ITM0000858
ITM0000859
ITM0000860
ITM0000861
ITM0000862
ITM0000863
ITM0000864
ITM0000865
ITM0000866
ITM0000867
ITM0000868
ITM0000869
ITM0000870
ITM0000871
ITM0000872
ITM0000873
ITM0000874
ITM0000875
ITM0000876
ITM0000877
ITM0000878
ITM0000879
ITM0000880
ITM0000881
ITM0000882
ITM0000883
ITM0000884
ITM0000885
ITM0000886
ITM0000887
ITM0000888
ITM0000889
ITM0000890
ITM0000891
ITM0000892
ITM0000893
ITM0000894
ITM0000895
ITM0000896
ITM0000897
ITM0000898
ITM0000899
ITM0000900
ITM0000901
ITM0000902
ITM0000903
ITM0000904
ITM0000905
ITM0000906
ITM0000907
ITM0000908
ITM0000909
ITM0000910
ITM0000911
ITM0000912
ITM0000913
ITM0000914
ITM0000915
ITM0000916
ITM0000917
ITM0000918
ITM0000919
ITM0000920
ITM0000921
ITM0000922
ITM0000923
ITM0000924
ITM0000925
ITM0000926
ITM0000927
ITM0000928
ITM0000929
ITM0000930
ITM0000931
ITM0000932
ITM0000933
ITM0000934
ITM0000935
ITM0000936
ITM0000937
ITM0000938
ITM0000939
ITM0000940
ITM0000941
ITM0000942
ITM0000943
ITM0000944
ITM0000945
ITM0000946
ITM0000947
ITM0000948
ITM0000949
ITM0000950
ITM0000951
ITM0000952
ITM0000953
ITM0000954
ITM0000955
ITM0000956
ITM0000957
ITM0000958
ITM0000959
ITM0000960
ITM0000961
ITM0000962
ITM0000963
ITM0000964
ITM0000965
ITM0000966
ITM0000967
ITM0000968
ITM0000969
ITM0000970
ITM0000971
ITM0000972
ITM0000973
ITM0000974
ITM0000975
ITM0000976
ITM0000977
ITM0000978
ITM0000979
ITM0000980
ITM0000981
ITM0000982
ITM0000983
ITM0000984
ITM0000985
ITM0000986
ITM0000987
ITM0000988
ITM0000989
ITM0000990
ITM0000991
ITM0000992
ITM0000993
ITM0000994
ITM0000995
ITM0000996
ITM0000997
ITM0000998
ITM0000999
ITM0001000
ITM0001001
ITM0001002
ITM0001003
ITM0001004
ITM0001005
ITM0001006
ITM0001007
ITM0001008
ITM0001009
ITM0001010
ITM0001011
ITM0001012
ITM0001013
ITM0001014
ITM0001015
ITM0001016
ITM0001017
ITM0001018
ITM0001019
ITM0001020
ITM0001021
ITM0001022
ITM0001023
ITM0001024
ITM0001025
ITM0001026
ITM0001027
ITM0001028
ITM0001029
ITM0001030
ITM0001031
ITM0001032
ITM0001033
ITM0001034
ITM0001035
ITM0001036
ITM0001037
ITM0001038
ITM0001039
ITM0001040
ITM0001041
ITM0001042
ITM0001043
ITM0001044
ITM0001045
ITM0001046
ITM0001047
ITM0001048
ITM0001049
ITM0001050
ITM0001051
ITM0001052
ITM0001053
ITM0001054
ITM0001055
ITM0001056
ITM0001057
ITM0001058
ITM0001059
ITM0001060
ITM0001061
ITM0001062
ITM0001063
ITM0001064
ITM0001065
ITM0001066
ITM0001067
ITM0001068
ITM0001069
ITM0001070
ITM0001071
ITM0001072
ITM0001073
ITM0001074
ITM0001075
ITM0001076
ITM0001077
ITM0001078
ITM0001079
ITM0001080
ITM0001081
ITM0001082
ITM0001083
ITM0001084
ITM0001085
ITM0001086
ITM0001087
ITM0001088
ITM0001089
ITM0001090
ITM0001091
ITM0001092
ITM0001093
ITM0001094
ITM0001095
ITM0001096
ITM0001097
ITM0001098
ITM0001099
ITM0001100
ITM0001101
ITM0001102
ITM0001103
ITM0001104
ITM0001105
ITM0001106
ITM0001107
ITM0001108
ITM0001109
ITM0001110
ITM0001111
ITM0001112
ITM0001113
ITM0001114
ITM0001115
ITM0001116
ITM0001117
ITM0001118
ITM0001119
ITM0001120
ITM0001121
ITM0001122
ITM0001123
ITM0001124
ITM0001125
ITM0001126
ITM0001127
ITM0001128
ITM0001129
ITM0001130
ITM0001131
ITM0001132
ITM0001133
ITM0001134
ITM0001135
ITM0001136
ITM0001137
ITM0001138
ITM0001139
ITM0001140
ITM0001141
ITM0001142
ITM0001143
ITM0001144
ITM0001145
ITM0001146
ITM0001147
ITM0001148
ITM0001149
ITM0001150
ITM0001151
ITM0001152
ITM0001153
ITM0001154
ITM0001155
ITM0001156
ITM0001157
ITM0001158
ITM0001159
ITM0001160
ITM0001161
ITM0001162
ITM0001163
ITM0001164
ITM0001165
ITM0001166
ITM0001167
ITM0001168
ITM0001169
ITM0001170
ITM0001171
ITM0001172
ITM0001173
ITM0001174
ITM0001175
ITM0001176
ITM0001177
ITM0001178
ITM0001179
ITM0001180
ITM0001181
ITM0001182
ITM0001183
ITM0001184
ITM0001185
ITM0001186
ITM0001187
ITM0001188
ITM0001189
ITM0001190
ITM0001191
ITM0001192
ITM0001193
ITM0001194
ITM0001195
ITM0001196
ITM0001197
ITM0001198
ITM0001199
ITM0001200
ITM0001201
ITM0001202
ITM0001203
ITM0001204
ITM0001205
ITM0001206
ITM0001207
ITM0001208
ITM0001209
ITM0001210
ITM0001211
ITM0001212
ITM0001213
ITM0001214
ITM0001215
ITM0001216
ITM0001217
ITM0001218
ITM0001219
ITM0001220
ITM0001221
ITM0001222
ITM0001223
ITM0001224
ITM0001225
ITM0001226
ITM0001227
ITM0001228
ITM0001229
ITM0001230
ITM0001231
ITM0001232
ITM0001233
ITM0001234
ITM0001235
ITM0001236
ITM0001237
ITM0001238
ITM0001239
ITM0001240
ITM0001241
ITM0001242
ITM0001243
ITM0001244
ITM0001245
ITM0001246
ITM0001247
ITM0001248
ITM0001249
ITM0001250
ITM0001251
ITM0001252
ITM0001253
ITM0001254
ITM0001255
ITM0001256
ITM0001257
ITM0001258
ITM0001259
ITM0001260
ITM0001261
ITM0001262
ITM0001263
ITM0001264
ITM0001265
ITM0001266
ITM0001267
ITM0001268
ITM0001269
ITM0001270
ITM0001271
ITM0001272
ITM0001273
ITM0001274
ITM0001275
ITM0001276
ITM0001277
ITM0001278
ITM0001279
ITM0001280
ITM0001281
ITM0001282
ITM0001283
ITM0001284
ITM0001285
ITM0001286
ITM0001287
ITM0001288
ITM0001289
ITM0001290
ITM0001291
ITM0001292
ITM0001293
ITM0001294
ITM0001295
ITM0001296
ITM0001297
ITM0001298
ITM0001299
ITM0001300
ITM0001301
ITM0001302
ITM0001303
ITM0001304
ITM0001305
ITM0001306
ITM0001307
ITM0001308
ITM0001309
ITM0001310
ITM0001311
ITM0001312
ITM0001313
ITM0001314
ITM0001315
ITM0001316
ITM0001317
ITM0001318
ITM0001319
ITM0001320
ITM0001321
ITM0001322
ITM0001323
ITM0001324
ITM0001325
ITM0001326
ITM0001327
ITM0001328
ITM0001329
ITM0001330
ITM0001331
ITM0001332
ITM0001333
ITM0001334
ITM0001335
ITM0001336
ITM0001337
ITM0001338
ITM0001339
ITM0001340
ITM0001341
ITM0001342
ITM0001343
ITM0001344
ITM0001345
ITM0001346
ITM0001347
ITM0001348
ITM0001349
ITM0001350
ITM0001351
ITM0001352
ITM0001353
ITM0001354
ITM0001355
ITM0001356
ITM0001357
ITM0001358
ITM0001359
ITM0001360
ITM0001361
ITM0001362
ITM0001363
ITM0001364
ITM0001365
ITM0001366
ITM0001367
ITM0001368
ITM0001369
ITM0001370
ITM0001371
ITM0001372
ITM0001373
ITM0001374
ITM0001375
ITM0001376
ITM0001377
ITM0001378
ITM0001379
ITM0001380
ITM0001381
ITM0001382
ITM0001383
ITM0001384
ITM0001385
ITM0001386
ITM0001387
ITM0001388
ITM0001389
ITM0001390
ITM0001391
ITM0001392
ITM0001393
ITM0001394
ITM0001395
ITM0001396
ITM0001397
ITM0001398
ITM0001399
ITM0001400
ITM0001401
ITM0001402
ITM0001403
ITM0001404
ITM0001405
ITM0001406
ITM0001407
ITM0001408
ITM0001409
ITM0001410
ITM0001411
ITM0001412
ITM0001413
ITM0001414
ITM0001415
ITM0001416
ITM0001417
ITM0001418
ITM0001419
ITM0001420
ITM0001421
ITM0001422
ITM0001423
ITM0001424
ITM0001425
ITM0001426
ITM0001427
ITM0001428
ITM0001429
ITM0001430
ITM0001431
ITM0001432
ITM0001433
ITM0001434
ITM0001435
ITM0001436
ITM0001437
ITM0001438
ITM0001439
ITM0001440
ITM0001441
ITM0001442
ITM0001443
ITM0001444
ITM0001445
ITM0001446
ITM0001447
ITM0001448
ITM0001449
ITM0001450
ITM0001451
ITM0001452
ITM0001453
ITM0001454
ITM0001455
ITM0001456
ITM0001457
ITM0001458
ITM0001459
ITM0001460
ITM0001461
ITM0001462
ITM0001463
ITM0001464
ITM0001465
ITM0001466
ITM0001467
ITM0001468
ITM0001469
ITM0001470
ITM0001471
ITM0001472
ITM0001473
ITM0001474
ITM0001475
ITM0001476
ITM0001477
ITM0001478
ITM0001479
ITM0001480
ITM0001481
ITM0001482
ITM0001483
ITM0001484
ITM0001485
ITM0001486
ITM0001487
ITM0001488
ITM0001489
ITM0001490
ITM0001491
ITM0001492
ITM0001493
ITM0001494
ITM0001495
ITM0001496
ITM0001497
ITM0001498
ITM0001499
ITM0001500
ITM0001501
ITM0001502
ITM0001503
ITM0001504
ITM0001505
ITM0001506
ITM0001507
ITM0001508
ITM0001509
ITM0001510
ITM0001511
ITM0001512
ITM0001513
ITM0001514
ITM0001515
ITM0001516
ITM0001517
ITM0001518
ITM0001519
ITM0001520
ITM0001521
ITM0001522
ITM0001523
ITM0001524
ITM0001525
ITM0001526
ITM0001527
ITM0001528
ITM0001529
ITM0001530
ITM0001531
ITM0001532
ITM0001533
ITM0001534
ITM0001535
ITM0001536
ITM0001537
ITM0001538
ITM0001539
ITM0001540
ITM0001541
ITM0001542
ITM0001543
ITM0001544
ITM0001545
ITM0001546
ITM0001547
ITM0001548
ITM0001549
ITM0001550
ITM0001551
ITM0001552
ITM0001553
ITM0001554
ITM0001555
ITM0001556
ITM0001557
ITM0001558
ITM0001559
ITM0001560
ITM0001561
ITM0001562
ITM0001563
ITM0001564
ITM0001565
ITM0001566
ITM0001567
ITM0001568
ITM0001569
ITM0001570
ITM0001571
ITM0001572
ITM0001573
ITM0001574
ITM0001575
ITM0001576
ITM0001577
ITM0001578
ITM0001579
ITM0001580
ITM0001581
ITM0001582
ITM0001583
ITM0001584
ITM0001585
ITM0001586
ITM0001587
ITM0001588
ITM0001589
ITM0001590
ITM0001591
ITM0001592
ITM0001593
ITM0001594
ITM0001595
ITM0001596
ITM0001597
ITM0001598
ITM0001599
ITM0001600
ITM0001601
ITM0001602
ITM0001603
ITM0001604
ITM0001605
ITM0001606
ITM0001607
ITM0001608
ITM0001609
ITM0001610
ITM0001611
ITM0001612
ITM0001613
ITM0001614
ITM0001615
ITM0001616
ITM0001617
ITM0001618
ITM0001619
ITM0001620
ITM0001621
ITM0001622
ITM0001623
ITM0001624
ITM0001625
ITM0001626
ITM0001627
ITM0001628
ITM0001629
ITM0001630
ITM0001631
ITM0001632
ITM0001633
ITM0001634
ITM0001635
ITM0001636
ITM0001637
ITM0001638
ITM0001639
ITM0001640
ITM0001641
ITM0001642
ITM0001643
ITM0001644
ITM0001645
ITM0001646
ITM0001647
ITM0001648
ITM0001649
ITM0001650
ITM0001651
ITM0001652
ITM0001653
ITM0001654
ITM0001655
ITM0001656
ITM0001657
ITM0001658
ITM0001659
ITM0001660
ITM0001661
ITM0001662
ITM0001663
ITM0001664
ITM0001665
ITM0001666
ITM0001667
ITM0001668
ITM0001669
ITM0001670
ITM0001671
ITM0001672
ITM0001673
ITM0001674
ITM0001675
ITM0001676
ITM0001677
ITM0001678
ITM0001679
ITM0001680
ITM0001681
ITM0001682
ITM0001683
ITM0001684
ITM0001685
ITM0001686
ITM0001687
ITM0001688
ITM0001689
ITM0001690
ITM0001691
ITM0001692
ITM0001693
ITM0001694
ITM0001695
ITM0001696
ITM0001697
ITM0001698
ITM0001699
ITM0001700
ITM0001701
ITM0001702
ITM0001703
ITM0001704
ITM0001705
ITM0001706
ITM0001707
ITM0001708
ITM0001709
ITM0001710
ITM0001711
ITM0001712
ITM0001713
ITM0001714
ITM0001715
ITM0001716
ITM0001717
ITM0001718
ITM0001719
ITM0001720
ITM0001721
ITM0001722
ITM0001723
ITM0001724
ITM0001725
ITM0001726
ITM0001727
ITM0001728
ITM0001729
ITM0001730
ITM0001731
ITM0001732
ITM0001733
ITM0001734
ITM0001735
ITM0001736
ITM0001737
ITM0001738
ITM0001739
ITM0001740
ITM0001741
ITM0001742
ITM0001743
ITM0001744
ITM0001745
ITM0001746
ITM0001747
ITM0001748
ITM0001749
ITM0001750
ITM0001751
ITM0001752
ITM0001753
ITM0001754
ITM0001755
ITM0001756
ITM0001757
ITM0001758
ITM0001759
ITM0001760
ITM0001761
ITM0001762
ITM0001763
ITM0001764
ITM0001765
ITM0001766
ITM0001767
ITM0001768
ITM0001769
ITM0001770
ITM0001771
ITM0001772
ITM0001773
ITM0001774
ITM0001775
ITM0001776
ITM0001777
ITM0001778
ITM0001779
ITM0001780
ITM0001781
ITM0001782
ITM0001783
ITM0001784
ITM0001785
ITM0001786
ITM0001787
ITM0001788
ITM0001789
ITM0001790
ITM0001791
ITM0001792
ITM0001793
ITM0001794
ITM0001795
ITM0001796
ITM0001797
ITM0001798
ITM0001799
ITM0001800
ITM0001801
ITM0001802
ITM0001803
ITM0001804
ITM0001805
ITM0001806
ITM0001807
ITM0001808
ITM0001809
ITM0001810
ITM0001811
ITM0001812
ITM0001813
ITM0001814
ITM0001815
ITM0001816
ITM0001817
ITM0001818
ITM0001819
ITM0001820
ITM0001821
ITM0001822
ITM0001823
ITM0001824
ITM0001825
ITM0001826
ITM0001827
ITM0001828
ITM0001829
ITM0001830
ITM0001831
ITM0001832
ITM0001833
ITM0001834
ITM0001835
ITM0001836
ITM0001837
ITM0001838
ITM0001839
ITM0001840
ITM0001841
ITM0001842
ITM0001843
ITM0001844
ITM0001845
ITM0001846
ITM0001847
ITM0001848
ITM0001849
ITM0001850
ITM0001851
ITM0001852
ITM0001853
ITM0001854
ITM0001855
ITM0001856
ITM0001857
ITM0001858
ITM0001859
ITM0001860
ITM0001861
ITM0001862
ITM0001863
ITM0001864
ITM0001865
ITM0001866
ITM0001867
ITM0001868
ITM0001869
ITM0001870
ITM0001871
ITM0001872
ITM0001873
ITM0001874
ITM0001875
ITM0001876
ITM0001877
ITM0001878
ITM0001879
ITM0001880
ITM0001881
ITM0001882
ITM0001883
ITM0001884
ITM0001885
ITM0001886
ITM0001887
ITM0001888
ITM0001889
ITM0001890
ITM0001891
ITM0001892
ITM0001893
ITM0001894
ITM0001895
ITM0001896
ITM0001897
ITM0001898
ITM0001899
ITM0001900
ITM0001901
ITM0001902
ITM0001903
ITM0001904
ITM0001905
ITM0001906
ITM0001907
ITM0001908
ITM0001909
ITM0001910
ITM0001911
ITM0001912
ITM0001913
ITM0001914
ITM0001915
ITM0001916
ITM0001917
ITM0001918
ITM0001919
ITM0001920
ITM0001921
ITM0001922
ITM0001923
ITM0001924
ITM0001925
ITM0001926
ITM0001927
ITM0001928
ITM0001929
ITM0001930
ITM0001931
ITM0001932
ITM0001933
ITM0001934
ITM0001935
ITM0001936
ITM0001937
ITM0001938
ITM0001939
ITM0001940
ITM0001941
ITM0001942
ITM0001943
ITM0001944
ITM0001945
ITM0001946
ITM0001947
ITM0001948
ITM0001949
ITM0001950
ITM0001951
ITM0001952
ITM0001953
ITM0001954
ITM0001955
ITM0001956
ITM0001957
ITM0001958
ITM0001959
ITM0001960
ITM0001961
ITM0001962
ITM0001963
ITM0001964
ITM0001965
ITM0001966
ITM0001967
ITM0001968
ITM0001969
ITM0001970
ITM0001971
ITM0001972
ITM0001973
ITM0001974
ITM0001975
ITM0001976
ITM0001977
ITM0001978
ITM0001979
ITM0001980
ITM0001981
ITM0001982
ITM0001983
ITM0001984
ITM0001985
ITM0001986
ITM0001987
ITM0001988
ITM0001989
ITM0001990
ITM0001991
ITM0001992
ITM0001993
ITM0001994
ITM0001995
ITM0001996
ITM0001997
ITM0001998
ITM0001999
ITM0002000
ITM0002001
ITM0002002
ITM0002003
ITM0002004
ITM0002005
ITM0002006
ITM0002007
ITM0002008
ITM0002009
ITM0002010
ITM0002011
ITM0002012
ITM0002013
ITM0002014
ITM0002015
ITM0002016
ITM0002017
ITM0002018
ITM0002019
ITM0002020
ITM0002021
ITM0002022
ITM0002023
ITM0002024
ITM0002025
ITM0002026
ITM0002027
ITM0002028
ITM0002029
ITM0002030
ITM0002031
ITM0002032
ITM0002033
ITM0002034
ITM0002035
ITM0002036
ITM0002037
ITM0002038
ITM0002039
ITM0002040
ITM0002041
ITM0002042
ITM0002043
ITM0002044
ITM0002045
ITM0002046
ITM0002047
ITM0002048
ITM0002049
ITM0002050
ITM0002051
ITM0002052
ITM0002053
ITM0002054
ITM0002055
ITM0002056
ITM0002057
ITM0002058
ITM0002059
ITM0002060
ITM0002061
ITM0002062
ITM0002063
ITM0002064
ITM0002065
ITM0002066
ITM0002067
ITM0002068
ITM0002069
ITM0002070
ITM0002071
ITM0002072
ITM0002073
ITM0002074
ITM0002075
ITM0002076
ITM0002077
ITM0002078
ITM0002079
ITM0002080
ITM0002081
ITM0002082
ITM0002083
ITM0002084
ITM0002085
ITM0002086
ITM0002087
ITM0002088
ITM0002089
ITM0002090
ITM0002091
ITM0002092
ITM0002093
ITM0002094
ITM0002095
ITM0002096
ITM0002097
ITM0002098
ITM0002099
ITM0002100
ITM0002101
ITM0002102
ITM0002103
ITM0002104
ITM0002105
ITM0002106
ITM0002107
ITM0002108
ITM0002109
ITM0002110
ITM0002111
ITM0002112
ITM0002113
ITM0002114
ITM0002115
ITM0002116
ITM0002117
ITM0002118
ITM0002119
ITM0002120
ITM0002121
ITM0002122
ITM0002123
ITM0002124
ITM0002125
ITM0002126
ITM0002127
ITM0002128
ITM0002129
ITM0002130
ITM0002131
ITM0002132
ITM0002133
ITM0002134
ITM0002135
ITM0002136
ITM0002137
ITM0002138
ITM0002139
ITM0002140
ITM0002141
ITM0002142
ITM0002143
ITM0002144
ITM0002145
ITM0002146
ITM0002147
ITM0002148
ITM0002149
ITM0002150
ITM0002151
ITM0002152
ITM0002153
ITM0002154
ITM0002155
ITM0002156
ITM0002157
ITM0002158
ITM0002159
ITM0002160
ITM0002161
ITM0002162
ITM0002163
ITM0002164
ITM0002165
ITM0002166
ITM0002167
ITM0002168
ITM0002169
ITM0002170
ITM0002171
ITM0002172
ITM0002173
ITM0002174
ITM0002175
ITM0002176
ITM0002177
ITM0002178
ITM0002179
ITM0002180
ITM0002181
ITM0002182
ITM0002183
ITM0002184
ITM0002185
ITM0002186
ITM0002187
ITM0002188
ITM0002189
ITM0002190
ITM0002191
ITM0002192
ITM0002193
ITM0002194
ITM0002195
ITM0002196
ITM0002197
ITM0002198
ITM0002199
ITM0002200
ITM0002201
ITM0002202
ITM0002203
ITM0002204
ITM0002205
ITM0002206
ITM0002207
ITM0002208
ITM0002209
ITM0002210
ITM0002211
ITM0002212
ITM0002213
ITM0002214
ITM0002215
ITM0002216
ITM0002217
ITM0002218
ITM0002219
ITM0002220
ITM0002221
ITM0002222
ITM0002223
ITM0002224
ITM0002225
ITM0002226
ITM0002227
ITM0002228
ITM0002229
ITM0002230
ITM0002231
ITM0002232
ITM0002233
ITM0002234
ITM0002235
ITM0002236
ITM0002237
ITM0002238
ITM0002239
ITM0002240
ITM0002241
ITM0002242
ITM0002243
ITM0002244
ITM0002245
ITM0002246
ITM0002247
ITM0002248
ITM0002249
ITM0002250
ITM0002251
ITM0002252
ITM0002253
ITM0002254
ITM0002255
ITM0002256
ITM0002257
ITM0002258
ITM0002259
ITM0002260
ITM0002261
ITM0002262
ITM0002263
ITM0002264
ITM0002265
ITM0002266
ITM0002267
ITM0002268
ITM0002269
ITM0002270
ITM0002271
ITM0002272
ITM0002273
ITM0002274
ITM0002275
ITM0002276
ITM0002277
ITM0002278
ITM0002279
ITM0002280
ITM0002281
ITM0002282
ITM0002283
ITM0002284
ITM0002285
ITM0002286
ITM0002287
ITM0002288
ITM0002289
ITM0002290
ITM0002291
ITM0002292
ITM0002293
ITM0002294
ITM0002295
ITM0002296
ITM0002297
ITM0002298
ITM0002299
ITM0002300
ITM0002301
ITM0002302
ITM0002303
ITM0002304
ITM0002305
ITM0002306
ITM0002307
ITM0002308
ITM0002309
ITM0002310
ITM0002311
ITM0002312
ITM0002313
ITM0002314
ITM0002315
ITM0002316
ITM0002317
ITM0002318
ITM0002319
ITM0002320
ITM0002321
ITM0002322
ITM0002323
ITM0002324
ITM0002325
ITM0002326
ITM0002327
ITM0002328
ITM0002329
ITM0002330
ITM0002331
ITM0002332
ITM0002333
ITM0002334
ITM0002335
ITM0002336
ITM0002337
ITM0002338
ITM0002339
ITM0002340
ITM0002341
ITM0002342
ITM0002343
ITM0002344
ITM0002345
ITM0002346
ITM0002347
ITM0002348
ITM0002349
ITM0002350
ITM0002351
ITM0002352
ITM0002353
ITM0002354
ITM0002355
ITM0002356
ITM0002357
ITM0002358
ITM0002359
ITM0002360
ITM0002361
ITM0002362
ITM0002363
ITM0002364
ITM0002365
ITM0002366
ITM0002367
ITM0002368
ITM0002369
ITM0002370
ITM0002371
ITM0002372
ITM0002373
ITM0002374
ITM0002375
ITM0002376
ITM0002377
ITM0002378
ITM0002379
ITM0002380
ITM0002381
ITM0002382
ITM0002383
ITM0002384
ITM0002385
ITM0002386
ITM0002387
ITM0002388
ITM0002389
ITM0002390
ITM0002391
ITM0002392
ITM0002393
ITM0002394
ITM0002395
ITM0002396
ITM0002397
Note on A3: Code20
Note on B3: Text100
Note on C3: Code100
Note on D3: Code10
Note on E3: Decimal
Note on F3: Code20
Note on G3: Code20
Note on H3: Code20
Note on I3: Code20
Note on J3: Code20
Note on K3: Text50